## About
BPMCCS BAU Policy Mandated Capacity Construction Schedule | Colorado | Alabama | AL
| CO | Alaska | AK
Sources: | EIA | Arizona | AZ
| 2020 | Arkansas | AR
| Electric Power Monthly | California | CA
| https://www.eia.gov/electricity/monthly/epm_table_grapher.php?t=table_6_05 | Colorado | CO
|  | Connecticut | CT
| EIA | Delaware | DE
| EIA-860 | Florida | FL
| https://www.eia.gov/electricity/data/eia860/ | Georgia | GA
| (This is aggregated via Python scripts, to find the difference between 2018 and 2019) | Hawaii | HI
|  | Idaho | ID
Note: |  | Illinois | IL
The purpose of this variable is to specify the electricity generating capacity |  | Indiana | IN
in MW that will be built each year in the BAU case before the model considers |  | Iowa | IA
what else to build in order to satisfy demand, satisfy an RPS (in the policy |  | Kansas | KS
case), etc. |  | Kentucky | KY
|  | Louisiana | LA
We use planned generator additions from the EIA's Electric Power Monthly database |  | Maine | ME
to include planned additions in the BAU |  | Maryland | MD
|  | Massachusetts | MA
State: |  | Michigan | MI
CO |  | Minnesota | MN
|  | Mississippi | MS
|  | Missouri | MO
|  | Montana | MT
|  | Nebraska | NE
|  | Nevada | NV
|  | New Hampshire | NH
|  | New Jersey | NJ
|  | New Mexico | NM
|  | New York | NY
|  | North Carolina | NC
|  | North Dakota | ND
|  | Ohio | OH
|  | Oklahoma | OK
|  | Oregon | OR
|  | Pennsylvania | PA
|  | Rhode Island | RI
|  | South Carolina | SC
|  | South Dakota | SD
|  | Tennessee | TN
|  | Texas | TX
|  | Utah | UT
|  | Vermont | VT
|  | Virginia | VA
|  | Washington | WA
|  | West Virginia | WV
|  | Wisconsin | WI
|  | Wyoming | WY

## Planned Additions
Year | Month | Entity ID | Entity Name | Plant Producer Type | Plant Name | Plant State | Plant ID | Generator ID | Net Summer Capacity (MW) | Technology | Energy Source Code | Prime Mover Code | Status | Nameplate Capacity (MW)
2020 | 6 | 61524 | 226HC 8me LLC | IPP | Holstein 1 Solar Farm | TX | 61962 | HSF01 | 200 | Solar Photovoltaic | SUN | PV | (TS) Construction complete, but not yet in commercial operation | 200
2020 | 6 | 59272 | 41MB 8me, LLC | IPP | Borden Solar Farm | CA | 59531 | BRDN | 50 | Solar Photovoltaic | SUN | PV | (TS) Construction complete, but not yet in commercial operation | 50
2020 | 6 | 61012 | AES Distributed Energy | IPP | Cronin Road Solar 1, LLC | MA | 63011 | CRONI | 1.5 | Solar Photovoltaic | SUN | PV | (TS) Construction complete, but not yet in commercial operation | 1.5
2020 | 6 | 61012 | AES Distributed Energy | IPP | Cycz Solar Project | MA | 63472 | BATT | 1.3 | Batteries | MWH | BA | (TS) Construction complete, but not yet in commercial operation | 1.3
2020 | 6 | 61012 | AES Distributed Energy | IPP | Cycz Solar Project | MA | 63472 | CYCZ | 2 | Solar Photovoltaic | SUN | PV | (TS) Construction complete, but not yet in commercial operation | 2
2020 | 6 | 61012 | AES Distributed Energy | IPP | Finchville Solar, LLC | NY | 62999 | FINCH | 5 | Solar Photovoltaic | SUN | PV | (TS) Construction complete, but not yet in commercial operation | 5
2020 | 6 | 61012 | AES Distributed Energy | IPP | McDougle-Mitchell Solar Project | MA | 63470 | BATT | 2.9 | Batteries | MWH | BA | (TS) Construction complete, but not yet in commercial operation | 2.9
2020 | 6 | 61012 | AES Distributed Energy | IPP | McDougle-Mitchell Solar Project | MA | 63470 | MCDMT | 4.5 | Solar Photovoltaic | SUN | PV | (TS) Construction complete, but not yet in commercial operation | 4.5
2020 | 6 | 61012 | AES Distributed Energy | IPP | Partridge Hill Solar | MA | 63264 | PART3 | 2 | Solar Photovoltaic | SUN | PV | (TS) Construction complete, but not yet in commercial operation | 2
2020 | 6 | 61012 | AES Distributed Energy | IPP | Partridge Solar Project | MA | 63435 | BATT | 1.3 | Batteries | MWH | BA | (TS) Construction complete, but not yet in commercial operation | 1.3
2020 | 6 | 61012 | AES Distributed Energy | IPP | Partridge Solar Project | MA | 63435 | PRTDG | 2 | Solar Photovoltaic | SUN | PV | (TS) Construction complete, but not yet in commercial operation | 2
2020 | 6 | 61012 | AES Distributed Energy | IPP | Ryan Road Solar LLC | MA | 63044 | ORCHA | 4.3 | Solar Photovoltaic | SUN | PV | (TS) Construction complete, but not yet in commercial operation | 4.3
2020 | 6 | 61012 | AES Distributed Energy | IPP | W. Orange Rd Solar LLC | MA | 63047 | HEYES | 5 | Solar Photovoltaic | SUN | PV | (V) Under construction, more than 50 percent complete | 5
2020 | 6 | 63019 | AGA TAG Solar III LLC | IPP | AGA TAG Solar III LLC | SC | 63243 | SCAG | 2 | Solar Photovoltaic | SUN | PV | (U) Under construction, less than or equal to 50 percent complete | 2
2020 | 6 | 57416 | Acciona Energy USA Global, LLC | IPP | Palmas Wind, LLC | TX | 61773 | PW | 142.6 | Onshore Wind Turbine | WND | WT | (V) Under construction, more than 50 percent complete | 144.9
2020 | 6 | 63468 | Alkali Solar, LLC | IPP | Alkali Solar, LLC | OR | 63795 | 2 | 10 | Solar Photovoltaic | SUN | PV | (V) Under construction, more than 50 percent complete | 10
2020 | 6 | 62835 | Caden Energix Hickory LLC | IPP | Caden Energix Hickory LLC | VA | 63084 | ENX02 | 20 | Solar Photovoltaic | SUN | PV | (V) Under construction, more than 50 percent complete | 20
2020 | 6 | 62835 | Caden Energix Hickory LLC | IPP | Caden Energix Hickory LLC | VA | 63084 | ENX03 | 12 | Solar Photovoltaic | SUN | PV | (V) Under construction, more than 50 percent complete | 12
2020 | 6 | 62834 | Caden Energix Pamplin LLC | IPP | Caden Energix Pamplin LLC | VA | 63083 | ENX04 | 15.7 | Solar Photovoltaic | SUN | PV | (V) Under construction, more than 50 percent complete | 15.7
2020 | 6 | 10623 | City of Lakeland - (FL) | Electric Utility | C D McIntosh Jr | FL | 676 | GT2 | 115 | Natural Gas Fired Combustion Turbine | NG | GT | (TS) Construction complete, but not yet in commercial operation | 135
2020 | 6 | 63260 | Cobb Electric Membership Corporation | IPP | Solar BESS Hybrid | GA | 63535 | SOLAR | 1.1 | Solar Photovoltaic | SUN | PV | (U) Under construction, less than or equal to 50 percent complete | 1.5
2020 | 6 | 63260 | Cobb Electric Membership Corporation | IPP | Solar BESS Hybrid | GA | 63535 | TEST | 1 | Batteries | MWH | BA | (U) Under construction, less than or equal to 50 percent complete | 1
2020 | 6 | 56769 | Consolidated Edison Development Inc. | IPP | CED Crane Solar | TX | 63519 | CRN1 | 150 | Solar Photovoltaic | SUN | PV | (V) Under construction, more than 50 percent complete | 150
2020 | 6 | 49846 | Covanta Honolulu Resource Recovery | Commercial | H Power | HI | 10334 | PV1 | 2.1 | Solar Photovoltaic | SUN | PV | (U) Under construction, less than or equal to 50 percent complete | 2.1
2020 | 6 | 62803 | Cove Mountain Solar 2 LLC | IPP | Cove Mountain Solar 2 | UT | 62470 | GEN01 | 122 | Solar Photovoltaic | SUN | PV | (V) Under construction, more than 50 percent complete | 122
2020 | 6 | 61060 | Cypress Creek Renewables | IPP | Wagyu | TX | 63273 | 1215 | 120 | Solar Photovoltaic | SUN | PV | (V) Under construction, more than 50 percent complete | 120
2020 | 6 | 5248 | Dominion Energy Inc | Electric Utility | Myrtle Solar | VA | 63746 | MYSO | 15 | Solar Photovoltaic | SUN | PV | (L) Regulatory approvals pending. Not under construction | 15
2020 | 6 | 3046 | Duke Energy Progress - (NC) | Electric Utility | Asheville-Rock Hill Battery | NC | 63064 | ES1 | 8.8 | Batteries | MWH | BA | (V) Under construction, more than 50 percent complete | 8.8
2020 | 6 | 61420 | ENGIE Storage Services NA LLC | Commercial | Pacific Union College BESS | CA | 61795 | 12649 | 1 | Batteries | MWH | BA | (TS) Construction complete, but not yet in commercial operation | 1
2020 | 6 | 62852 | ESA Hamlet NC LLC | IPP | ESA Hamlet NC , LLC | NC | 63377 | PGR10 | 5 | Solar Photovoltaic | SUN | PV | (V) Under construction, more than 50 percent complete | 5
2020 | 6 | 39347 | East Texas Electric Coop, Inc | Electric Utility | RC Thomas Hydroelectric Project | TX | 58645 | RCT1 | 8.7 | Conventional Hydroelectric | WAT | HY | (V) Under construction, more than 50 percent complete | 8.9
2020 | 6 | 39347 | East Texas Electric Coop, Inc | Electric Utility | RC Thomas Hydroelectric Project | TX | 58645 | RCT2 | 8.7 | Conventional Hydroelectric | WAT | HY | (V) Under construction, more than 50 percent complete | 8.9
2020 | 6 | 39347 | East Texas Electric Coop, Inc | Electric Utility | RC Thomas Hydroelectric Project | TX | 58645 | RCT3 | 8.7 | Conventional Hydroelectric | WAT | HY | (V) Under construction, more than 50 percent complete | 8.9
2020 | 6 | 58135 | Ecos Energy LLC | IPP | Dickinson Solar (CT) | CT | 63245 | DCKN | 2 | Solar Photovoltaic | SUN | PV | (TS) Construction complete, but not yet in commercial operation | 2
2020 | 6 | 58135 | Ecos Energy LLC | IPP | Sydney Solar | CT | 63244 | SYDN | 2 | Solar Photovoltaic | SUN | PV | (TS) Construction complete, but not yet in commercial operation | 2
2020 | 6 | 60496 | Enerparc Inc. | IPP | Vale Solar Center | OR | 61856 | VALE | 3 | Solar Photovoltaic | SUN | PV | (TS) Construction complete, but not yet in commercial operation | 3
2020 | 6 | 63081 | Exus North America Management Partners LLC | IPP | Bearkat II Wind Energy LLC | TX | 63342 | BKII | 162.1 | Onshore Wind Turbine | WND | WT | (V) Under construction, more than 50 percent complete | 162.1
2020 | 6 | 62856 | Forefront Power, LLC | IPP | DGS Wasco State Prison | CA | 63418 | 1122 | 2.3 | Solar Photovoltaic | SUN | PV | (U) Under construction, less than or equal to 50 percent complete | 2.3
2020 | 6 | 62856 | Forefront Power, LLC | IPP | Reed Road Solar | IL | 63071 | 1822 | 1.3 | Solar Photovoltaic | SUN | PV | (V) Under construction, more than 50 percent complete | 1.3
2020 | 6 | 61873 | GA Solar 4 | IPP | Twiggs Solar | GA | 61696 | TWIGG | 200 | Solar Photovoltaic | SUN | PV | (V) Under construction, more than 50 percent complete | 200
2020 | 6 | 61944 | GSRP | IPP | Lafayette 2 - Internal Services Dept | CA | 63527 | GEN1 | 1.9 | Solar Photovoltaic | SUN | PV | (V) Under construction, more than 50 percent complete | 1.9
2020 | 6 | 61944 | GSRP | IPP | Lafayette 2 - MLK Jr. Hospital (MLK) | CA | 63623 | GEN1 | 1.7 | Solar Photovoltaic | SUN | PV | (V) Under construction, more than 50 percent complete | 1.7
2020 | 6 | 60025 | Greenbacker Renewable Energy Corporation | IPP | Renew Solar ABC Sacramento LLC | CA | 62545 | SACRA | 1.7 | Solar Photovoltaic | SUN | PV | (V) Under construction, more than 50 percent complete | 1.7
2020 | 6 | 63292 | Harmony Florida Solar LLC | IPP | Harmony Solar | FL | 63582 | HFS | 74.5 | Solar Photovoltaic | SUN | PV | (U) Under construction, less than or equal to 50 percent complete | 74.5
2020 | 6 | 62046 | High Lonesome Wind Power, LLC | IPP | High Lonesome Wind Power, LLC | TX | 62562 | HILO2 | 50 | Onshore Wind Turbine | WND | WT | (TS) Construction complete, but not yet in commercial operation | 50
2020 | 6 | 63470 | Illinois PV Fulton 1, LLC | IPP | Illinois PV Fulton 1 | IL | 63790 | FULT | 2 | Solar Photovoltaic | SUN | PV | (V) Under construction, more than 50 percent complete | 2
2020 | 6 | 9234 | Indiana Municipal Power Agency | Electric Utility | Crawfordsville Solar Park 4 | IN | 62776 | SCRA4 | 2.3 | Solar Photovoltaic | SUN | PV | (TS) Construction complete, but not yet in commercial operation | 2.3
2020 | 6 | 9234 | Indiana Municipal Power Agency | Electric Utility | Gas City Solar Park | IN | 62767 | SGASC | 2.5 | Solar Photovoltaic | SUN | PV | (TS) Construction complete, but not yet in commercial operation | 2.5
2020 | 6 | 9234 | Indiana Municipal Power Agency | Electric Utility | Scottsburg Solar Park | IN | 62766 | SCCOT | 7.1 | Solar Photovoltaic | SUN | PV | (TS) Construction complete, but not yet in commercial operation | 7.1
2020 | 6 | 61219 | Longroad Energy Services LLC | IPP | Prospero Solar | TX | 62755 | PROSP | 300 | Solar Photovoltaic | SUN | PV | (V) Under construction, more than 50 percent complete | 300
2020 | 6 | 63001 | MN CSG 2, LLC | IPP | Woodbury Solar | MN | 63231 | PV | 3 | Solar Photovoltaic | SUN | PV | (TS) Construction complete, but not yet in commercial operation | 3
2020 | 6 | 62915 | Madison Energy Holdings LLC | IPP | Houston/Winona Community Solar One LLC | MN | 63534 | 52827 | 1 | Solar Photovoltaic | SUN | PV | (V) Under construction, more than 50 percent complete | 1
2020 | 6 | 62915 | Madison Energy Holdings LLC | IPP | Winona Community Solar One LLC | MN | 63532 | 52837 | 1 | Solar Photovoltaic | SUN | PV | (V) Under construction, more than 50 percent complete | 1
2020 | 6 | 63471 | NES Olympos | IPP | Tate Solar | NC | 60160 | PV1 | 5 | Solar Photovoltaic | SUN | PV | (V) Under construction, more than 50 percent complete | 5
2020 | 6 | 63185 | Neighborhood Power Corp. | IPP | Dunn Road Solar | OR | 63642 | W9736 | 1.8 | Solar Photovoltaic | SUN | PV | (TS) Construction complete, but not yet in commercial operation | 1.8
2020 | 6 | 62864 | Novel Haley Solar LLC CSG | IPP | Novel Haley Solar CSG | MN | 63005 | HALY | 1 | Solar Photovoltaic | SUN | PV | (TS) Construction complete, but not yet in commercial operation | 1
2020 | 6 | 62847 | Novel Pederson Solar LLC CSG | IPP | Novel Pederson Solar CSG | MN | 62983 | PED | 1 | Solar Photovoltaic | SUN | PV | (TS) Construction complete, but not yet in commercial operation | 1
2020 | 6 | 62644 | OEE XXVIII LLC | Industrial | LafargeHolcim - Paulding Wind Project | OH | 62752 | L1 | 1.5 | Onshore Wind Turbine | WND | WT | (TS) Construction complete, but not yet in commercial operation | 1.5
2020 | 6 | 62644 | OEE XXVIII LLC | Industrial | LafargeHolcim - Paulding Wind Project | OH | 62752 | L2 | 1.5 | Onshore Wind Turbine | WND | WT | (TS) Construction complete, but not yet in commercial operation | 1.5
2020 | 6 | 62644 | OEE XXVIII LLC | Industrial | LafargeHolcim - Paulding Wind Project | OH | 62752 | L3 | 1.5 | Onshore Wind Turbine | WND | WT | (TS) Construction complete, but not yet in commercial operation | 1.5
2020 | 6 | 62128 | OEE XXX LLC | Industrial | Zephyr Wind Project - 2.0 | OH | 62653 | T1 | 1.5 | Onshore Wind Turbine | WND | WT | (TS) Construction complete, but not yet in commercial operation | 1.5
2020 | 6 | 62128 | OEE XXX LLC | Industrial | Zephyr Wind Project - 2.0 | OH | 62653 | T2 | 1.5 | Onshore Wind Turbine | WND | WT | (TS) Construction complete, but not yet in commercial operation | 1.5
2020 | 6 | 62128 | OEE XXX LLC | Industrial | Zephyr Wind Project - 2.0 | OH | 62653 | T3 | 1.5 | Onshore Wind Turbine | WND | WT | (TS) Construction complete, but not yet in commercial operation | 1.5
2020 | 6 | 62788 | Oberon Solar IA | IPP | Oberon IA | TX | 62933 | OBR1A | 150 | Solar Photovoltaic | SUN | PV | (U) Under construction, less than or equal to 50 percent complete | 150
2020 | 6 | 62789 | Oberon Solar IB | IPP | Oberon IB | TX | 62932 | OBR1B | 30 | Solar Photovoltaic | SUN | PV | (U) Under construction, less than or equal to 50 percent complete | 30
2020 | 6 | 56215 | RWE Renewables Americas LLC | IPP | Peyton Creek Wind Farm LLC | TX | 62417 | WT1 | 220 | Onshore Wind Turbine | WND | WT | (V) Under construction, more than 50 percent complete | 220
2020 | 6 | 62913 | Roundhouse Renewable Energy, LLC | Industrial | Roundhouse Wind Energy Project | WY | 63133 | 82059 | 124 | Onshore Wind Turbine | WND | WT | (U) Under construction, less than or equal to 50 percent complete | 124
2020 | 6 | 62913 | Roundhouse Renewable Energy, LLC | Industrial | Roundhouse Wind Energy Project | WY | 63133 | 82060 | 79 | Onshore Wind Turbine | WND | WT | (U) Under construction, less than or equal to 50 percent complete | 79
2020 | 6 | 62913 | Roundhouse Renewable Energy, LLC | Industrial | Roundhouse Wind Energy Project | WY | 63133 | 82061 | 23 | Onshore Wind Turbine | WND | WT | (U) Under construction, less than or equal to 50 percent complete | 23
2020 | 6 | 62113 | Sage Draw Wind, LLC | IPP | Sage Draw Wind | TX | 62620 | SD | 338.4 | Onshore Wind Turbine | WND | WT | (TS) Construction complete, but not yet in commercial operation | 338.4
2020 | 6 | 60531 | Standard Solar | IPP | USS B&B Solar LLC CSG | MN | 63216 | BB | 1 | Solar Photovoltaic | SUN | PV | (U) Under construction, less than or equal to 50 percent complete | 1
2020 | 6 | 60531 | Standard Solar | IPP | USS Chariot Solar LLC | MN | 63171 | CHROT | 1 | Solar Photovoltaic | SUN | PV | (U) Under construction, less than or equal to 50 percent complete | 1
2020 | 6 | 60531 | Standard Solar | IPP | USS Mayhew Solar LLC CSG | MN | 63144 | MAYHW | 1 | Solar Photovoltaic | SUN | PV | (U) Under construction, less than or equal to 50 percent complete | 1
2020 | 6 | 60531 | Standard Solar | IPP | USS Milkweed Solar LLC CSG | MN | 63142 | MLKWD | 1 | Solar Photovoltaic | SUN | PV | (U) Under construction, less than or equal to 50 percent complete | 1
2020 | 6 | 60531 | Standard Solar | IPP | USS Monarch Solar LLC CSG | MN | 63147 | MNRCH | 1 | Solar Photovoltaic | SUN | PV | (V) Under construction, more than 50 percent complete | 1
2020 | 6 | 60531 | Standard Solar | IPP | USS Sunrise Solar LLC CSG | MN | 63141 | SNRSE | 1 | Solar Photovoltaic | SUN | PV | (U) Under construction, less than or equal to 50 percent complete | 1
2020 | 6 | 60531 | Standard Solar | IPP | USS Westeros Solar LLC CSG | MN | 63140 | USSWS | 1 | Solar Photovoltaic | SUN | PV | (U) Under construction, less than or equal to 50 percent complete | 1
2020 | 6 | 63290 | Taylor Creek Solar LLC | IPP | Taylor Creek Solar | FL | 63583 | TCS | 74.5 | Solar Photovoltaic | SUN | PV | (U) Under construction, less than or equal to 50 percent complete | 74.5
2020 | 6 | 61980 | Valta Energy | IPP | Mauka FIT One | HI | 58662 | 3501 | 3.5 | Solar Photovoltaic | SUN | PV | (TS) Construction complete, but not yet in commercial operation | 3.5
2020 | 6 | 63469 | West Hines Solar I, LLC | IPP | West Hines Solar I, LLC | OR | 63796 | 1 | 10 | Solar Photovoltaic | SUN | PV | (V) Under construction, more than 50 percent complete | 10
2020 | 6 | 58106 | Western Michigan University | Commercial | Western Michigan University Power Plant | MI | 58161 | EG-10 | 2.5 | Natural Gas Internal Combustion Engine | NG | IC | (V) Under construction, more than 50 percent complete | 2.5
2020 | 6 | 58106 | Western Michigan University | Commercial | Western Michigan University Power Plant | MI | 58161 | EG-9 | 2.5 | Natural Gas Internal Combustion Engine | NG | IC | (V) Under construction, more than 50 percent complete | 2.5
2020 | 7 | 61012 | AES Distributed Energy | IPP | Allis Medina Solar LLC | NY | 63129 | ALLIS | 5 | Solar Photovoltaic | SUN | PV | (TS) Construction complete, but not yet in commercial operation | 5
2020 | 7 | 61012 | AES Distributed Energy | IPP | Lane Ave Solar LLC | MA | 63041 | HANRA | 1.5 | Solar Photovoltaic | SUN | PV | (TS) Construction complete, but not yet in commercial operation | 1.5
2020 | 7 | 61012 | AES Distributed Energy | IPP | Randall Solar Project | MA | 63475 | BATT | 3.3 | Batteries | MWH | BA | (TS) Construction complete, but not yet in commercial operation | 3.3
2020 | 7 | 61012 | AES Distributed Energy | IPP | Randall Solar Project | MA | 63475 | RAND | 5 | Solar Photovoltaic | SUN | PV | (TS) Construction complete, but not yet in commercial operation | 5
2020 | 7 | 61012 | AES Distributed Energy | IPP | Wilbur Woods Solar LLC | MA | 63048 | DESMO | 5 | Solar Photovoltaic | SUN | PV | (V) Under construction, more than 50 percent complete | 5
2020 | 7 | 59613 | BayWa r.e. Solar Projects LLC | IPP | Fern Solar LLC | NC | 62798 | FERN | 100 | Solar Photovoltaic | SUN | PV | (V) Under construction, more than 50 percent complete | 100
2020 | 7 | 63380 | Brenda Luhman Community Solar LLC | IPP | Brenda Luhman - CSG | MN | 63682 | BLCS | 1 | Solar Photovoltaic | SUN | PV | (V) Under construction, more than 50 percent complete | 1
2020 | 7 | 62772 | CA ODEVI LLC | IPP | Windsor Floating Solar | CA | 62902 | WUS15 | 1.5 | Solar Photovoltaic | SUN | PV | (V) Under construction, more than 50 percent complete | 1.5
2020 | 7 | 2848 | California Institute-Technology | Commercial | California Institute of Technology | CA | 10262 | GEN8 | 9 | Natural Gas Fired Combined Cycle | NG | CT | (L) Regulatory approvals pending. Not under construction | 10.5
2020 | 7 | 7626 | City of Greenfield - (IA) | Electric Utility | Greenfield | IA | 1144 | 1 | 2.5 | Petroleum Liquids | DFO | IC | (V) Under construction, more than 50 percent complete | 2.5
2020 | 7 | 7626 | City of Greenfield - (IA) | Electric Utility | Greenfield | IA | 1144 | 2 | 2.5 | Petroleum Liquids | DFO | IC | (V) Under construction, more than 50 percent complete | 2.5
2020 | 7 | 4180 | Connecticut Mun Elec Engy Coop | Electric Utility | Subase Microgrid Project | CT | 59701 | SFC1 | 3.7 | Other Natural Gas | NG | FC | (U) Under construction, less than or equal to 50 percent complete | 3.7
2020 | 7 | 4180 | Connecticut Mun Elec Engy Coop | Electric Utility | Subase Microgrid Project | CT | 59701 | SFC2 | 3.7 | Other Natural Gas | NG | FC | (U) Under construction, less than or equal to 50 percent complete | 3.7
2020 | 7 | 56769 | Consolidated Edison Development Inc. | IPP | CED Champaign Solar LLC | IL | 62681 | CSIL | 1.6 | Solar Photovoltaic | SUN | PV | (V) Under construction, more than 50 percent complete | 1.6
2020 | 7 | 62800 | DG Edison New Jersey LLC | IPP | DG Iron Mountain | NJ | 62957 | IRNMT | 5.4 | Solar Photovoltaic | SUN | PV | (V) Under construction, more than 50 percent complete | 5.4
2020 | 7 | 15470 | Duke Energy Indiana, LLC | Electric Utility | Nabb Battery Energy Storage System | IN | 62862 | ES1 | 5 | Batteries | MWH | BA | (V) Under construction, more than 50 percent complete | 5
2020 | 7 | 61420 | ENGIE Storage Services NA LLC | Commercial | San Diego International Airport BESS | CA | 62754 | BA | 2 | Batteries | MWH | BA | (U) Under construction, less than or equal to 50 percent complete | 2
2020 | 7 | 60853 | ET CAP OR HOLDINGS LLC | IPP | OR Solar 2, LLC | OR | 61200 | ORSR2 | 10 | Solar Photovoltaic | SUN | PV | (V) Under construction, more than 50 percent complete | 10
2020 | 7 | 58135 | Ecos Energy LLC | IPP | Apple Hill Solar | VT | 61037 | APPL | 2 | Solar Photovoltaic | SUN | PV | (U) Under construction, less than or equal to 50 percent complete | 2
2020 | 7 | 62856 | Forefront Power, LLC | IPP | Square Barn Solar | IL | 63070 | 1820 | 1.5 | Solar Photovoltaic | SUN | PV | (V) Under construction, more than 50 percent complete | 1.5
2020 | 7 | 6541 | Formosa Plastics Corp | Industrial | Formosa Utility Venture Ltd | TX | 10554 | 3TBG2 | 97 | Natural Gas Fired Combined Cycle | NG | CT | (TS) Construction complete, but not yet in commercial operation | 102
2020 | 7 | 63406 | Freight Line Solar, LLC | IPP | Freight Line Solar, LLC | NC | 63693 | 13503 | 2 | Solar Photovoltaic | SUN | PV | (U) Under construction, less than or equal to 50 percent complete | 2
2020 | 7 | 7140 | Georgia Power Co | Electric Utility | Kings Bay Solar Facility | GA | 59864 | BESS | 1.5 | Batteries | MWH | BA | (V) Under construction, more than 50 percent complete | 1.5
2020 | 7 | 7140 | Georgia Power Co | Electric Utility | Moody Air Force Base Solar | GA | 62377 | 1 | 49.5 | Solar Photovoltaic | SUN | PV | (V) Under construction, more than 50 percent complete | 49.5
2020 | 7 | 7140 | Georgia Power Co | Electric Utility | Tech Square Microgrid | GA | 63775 | BESS1 | 0.2 | Batteries | MWH | BA | (V) Under construction, more than 50 percent complete | 0.2
2020 | 7 | 7140 | Georgia Power Co | Electric Utility | Tech Square Microgrid | GA | 63775 | DG1 | 0.6 | Petroleum Liquids | DFO | IC | (V) Under construction, more than 50 percent complete | 0.6
2020 | 7 | 7140 | Georgia Power Co | Electric Utility | Tech Square Microgrid | GA | 63775 | FC1 | 0.2 | Other Natural Gas | NG | FC | (V) Under construction, more than 50 percent complete | 0.2
2020 | 7 | 7140 | Georgia Power Co | Electric Utility | Tech Square Microgrid | GA | 63775 | NGE1 | 0.2 | Natural Gas Internal Combustion Engine | NG | IC | (V) Under construction, more than 50 percent complete | 0.2
2020 | 7 | 7140 | Georgia Power Co | Electric Utility | Tech Square Microgrid | GA | 63775 | NGE2 | 0.2 | Natural Gas Internal Combustion Engine | NG | IC | (V) Under construction, more than 50 percent complete | 0.2
2020 | 7 | 63400 | Hammer Community Solar LLC | IPP | Hammer Community (CSG) | MN | 63684 | HAMR | 1 | Solar Photovoltaic | SUN | PV | (V) Under construction, more than 50 percent complete | 1
2020 | 7 | 60719 | Harvest Ridge Wind Farm | IPP | Broadlands Wind Farm | IL | 61161 | GEN01 | 202 | Onshore Wind Turbine | WND | WT | (V) Under construction, more than 50 percent complete | 202
2020 | 7 | 62638 | Helen Solar LLC | IPP | Helen Solar CSG | MN | 62706 | SC | 4 | Solar Photovoltaic | SUN | PV | (V) Under construction, more than 50 percent complete | 4
2020 | 7 | 62046 | High Lonesome Wind Power, LLC | IPP | High Lonesome Wind Power, LLC | TX | 62562 | HILO | 449.5 | Onshore Wind Turbine | WND | WT | (TS) Construction complete, but not yet in commercial operation | 449.5
2020 | 7 | 63408 | Holly Swamp Solar, LLC | IPP | Holly Swamp Solar, LLC | NC | 63695 | 13502 | 2 | Solar Photovoltaic | SUN | PV | (U) Under construction, less than or equal to 50 percent complete | 2
2020 | 7 | 9234 | Indiana Municipal Power Agency | Electric Utility | Tell City Solar Park | IN | 62790 | STEL2 | 3.2 | Solar Photovoltaic | SUN | PV | (TS) Construction complete, but not yet in commercial operation | 3.2
2020 | 7 | 61251 | LA3 West Baton Rouge, L.L.C. | IPP | LA3 West Baton Rouge Solar Facility | LA | 61646 | LA3WB | 50 | Solar Photovoltaic | SUN | PV | (U) Under construction, less than or equal to 50 percent complete | 50
2020 | 7 | 62842 | Lightsource Renewable Energy Asset Management, LLC | IPP | Whitetail Solar 3 | PA | 62991 | PAWT3 | 20 | Solar Photovoltaic | SUN | PV | (V) Under construction, more than 50 percent complete | 20
2020 | 7 | 62915 | Madison Energy Holdings LLC | IPP | Nicollet Community Solar One LLC | MN | 63120 | 52828 | 1 | Solar Photovoltaic | SUN | PV | (TS) Construction complete, but not yet in commercial operation | 1
2020 | 7 | 11479 | Madison Gas & Electric Co | Electric Utility | Middleton Airport Solar | WI | 62731 | 1 | 5 | Solar Photovoltaic | SUN | PV | (V) Under construction, more than 50 percent complete | 5
2020 | 7 | 58718 | Na Pua Makani Power Partners LLC | IPP | Na Pua Makani Wind Project | HI | 58837 | WT1 | 25 | Onshore Wind Turbine | WND | WT | (U) Under construction, less than or equal to 50 percent complete | 25
2020 | 7 | 62640 | Northfield Solar LLC | IPP | Northfield Solar CSG | MN | 62708 | SC | 5 | Solar Photovoltaic | SUN | PV | (V) Under construction, more than 50 percent complete | 5
2020 | 7 | 62866 | Novel MNDot Solar LLC CSG | IPP | Novel MNDot Solar CSG | MN | 63007 | MNDT | 1 | Solar Photovoltaic | SUN | PV | (U) Under construction, less than or equal to 50 percent complete | 1
2020 | 7 | 14063 | Oklahoma Gas & Electric Co | Electric Utility | Chickasaw Nation Solar Farm | OK | 63500 | CVS1 | 5 | Solar Photovoltaic | SUN | PV | (U) Under construction, less than or equal to 50 percent complete | 5
2020 | 7 | 14063 | Oklahoma Gas & Electric Co | Electric Utility | Choctaw Nation Solar Farm | OK | 63499 | CVS1 | 5 | Solar Photovoltaic | SUN | PV | (U) Under construction, less than or equal to 50 percent complete | 5
2020 | 7 | 63405 | PG Solar, LLC | IPP | PG Solar, LLC | NC | 63692 | 13504 | 2 | Solar Photovoltaic | SUN | PV | (U) Under construction, less than or equal to 50 percent complete | 2
2020 | 7 | 61678 | RE Rambler LLC | IPP | Rambler | TX | 62141 | RMBLR | 200 | Solar Photovoltaic | SUN | PV | (U) Under construction, less than or equal to 50 percent complete | 200
2020 | 7 | 62047 | Roadrunner Solar, LLC | IPP | Roadrunner, LLC | TX | 62561 | RODR1 | 200 | Solar Photovoltaic | SUN | PV | (V) Under construction, more than 50 percent complete | 200
2020 | 7 | 63460 | Rock Garden, LLC | IPP | Rock Garden Solar, LLC | OR | 63779 | 4 | 10 | Solar Photovoltaic | SUN | PV | (T) Regulatory approvals received. Not under construction | 10
2020 | 7 | 16657 | San Jose/Santa Clara Water P C | Commercial | SJ/SC WPCP | CA | 56080 | EG4 | 3.5 | Other Waste Biomass | OBG | IC | (U) Under construction, less than or equal to 50 percent complete | 3.5
2020 | 7 | 16657 | San Jose/Santa Clara Water P C | Commercial | SJ/SC WPCP | CA | 56080 | EG5 | 3.5 | Other Waste Biomass | OBG | IC | (U) Under construction, less than or equal to 50 percent complete | 3.5
2020 | 7 | 16657 | San Jose/Santa Clara Water P C | Commercial | SJ/SC WPCP | CA | 56080 | EG6 | 3.5 | Other Waste Biomass | OBG | IC | (U) Under construction, less than or equal to 50 percent complete | 3.5
2020 | 7 | 16657 | San Jose/Santa Clara Water P C | Commercial | SJ/SC WPCP | CA | 56080 | EG7 | 3.5 | Other Waste Biomass | OBG | IC | (U) Under construction, less than or equal to 50 percent complete | 3.5
2020 | 7 | 61677 | Sol Systems | IPP | Ruff Solar LLC | NC | 62594 | 11625 | 5 | Solar Photovoltaic | SUN | PV | (TS) Construction complete, but not yet in commercial operation | 22
2020 | 7 | 17650 | Southern Power Co | IPP | Skookumchuck Wind Facility | WA | 63205 | 1 | 136 | Onshore Wind Turbine | WND | WT | (V) Under construction, more than 50 percent complete | 136
2020 | 7 | 60531 | Standard Solar | IPP | USS Christoffer Solar LLC CSG | MN | 63152 | CHRST | 1 | Solar Photovoltaic | SUN | PV | (U) Under construction, less than or equal to 50 percent complete | 1
2020 | 7 | 60531 | Standard Solar | IPP | USS Solar Sources LLC CSG | MN | 63151 | SOURC | 1 | Solar Photovoltaic | SUN | PV | (U) Under construction, less than or equal to 50 percent complete | 1
2020 | 7 | 63459 | Suntex Solar, LLC | IPP | Suntex Solar, LLC | OR | 63778 | 3 | 10 | Solar Photovoltaic | SUN | PV | (T) Regulatory approvals received. Not under construction | 10
2020 | 7 | 62637 | Walcott Solar LLC | IPP | Walcott Solar CSG | MN | 62707 | SC | 4 | Solar Photovoltaic | SUN | PV | (U) Under construction, less than or equal to 50 percent complete | 4
2020 | 7 | 62641 | Warsaw Solar LLC | IPP | Warsaw Solar CSG | MN | 62709 | SC | 2 | Solar Photovoltaic | SUN | PV | (V) Under construction, more than 50 percent complete | 2
2020 | 7 | 20323 | Wellhead Energy, LLC | IPP | Stanton Energy Reliability Center | CA | 60698 | GT1 | 45.9 | Natural Gas Fired Combustion Turbine | NG | GT | (V) Under construction, more than 50 percent complete | 60.5
2020 | 7 | 20323 | Wellhead Energy, LLC | IPP | Stanton Energy Reliability Center | CA | 60698 | GT2 | 45.9 | Natural Gas Fired Combustion Turbine | NG | GT | (V) Under construction, more than 50 percent complete | 60.5
2020 | 8 | 60281 | Altus Power America Management, LLC | IPP | FastSun 19 CSG | MN | 63033 | FS19 | 1 | Solar Photovoltaic | SUN | PV | (TS) Construction complete, but not yet in commercial operation | 1
2020 | 8 | 60281 | Altus Power America Management, LLC | IPP | FastSun 2 CSG | MN | 62696 | FS2 | 1 | Solar Photovoltaic | SUN | PV | (TS) Construction complete, but not yet in commercial operation | 1
2020 | 8 | 62993 | Aviator Wind, LLC | IPP | Aviator Wind | TX | 63209 | AVTOR | 525 | Onshore Wind Turbine | WND | WT | (V) Under construction, more than 50 percent complete | 525
2020 | 8 | 63415 | CO Buffalo Flats LLC | IPP | Rawhide Prairie Solar | CO | 63722 | BA1 | 1 | Batteries | MWH | BA | (V) Under construction, more than 50 percent complete | 1
2020 | 8 | 63415 | CO Buffalo Flats LLC | IPP | Rawhide Prairie Solar | CO | 63722 | PV1 | 22 | Solar Photovoltaic | SUN | PV | (V) Under construction, more than 50 percent complete | 22
2020 | 8 | 63381 | Carlson Community Solar | IPP | Carlson Community (CSG) | MN | 63683 | CRLSN | 1 | Solar Photovoltaic | SUN | PV | (V) Under construction, more than 50 percent complete | 1
2020 | 8 | 63072 | Cerro Gordo Wind Farm | IPP | Cerro Gordo Wind Farm | IA | 63287 | CGWF | 42 | Onshore Wind Turbine | WND | WT | (T) Regulatory approvals received. Not under construction | 42
2020 | 8 | 1515 | City of Bellevue - (IA) | Electric Utility | Bellevue | IA | 1126 | 1A | 1.7 | Petroleum Liquids | DFO | IC | (U) Under construction, less than or equal to 50 percent complete | 1.8
2020 | 8 | 59550 | Croda Inc. | Industrial | Croda Atlas Point CHP | DE | 59783 | 91199 | 2 | Landfill Gas | LFG | IC | (U) Under construction, less than or equal to 50 percent complete | 2
2020 | 8 | 58970 | Ecoplexus, Inc | IPP | HWY 158 PV | NC | 63566 | HW158 | 9 | Solar Photovoltaic | SUN | PV | (T) Regulatory approvals received. Not under construction | 9
2020 | 8 | 62856 | Forefront Power, LLC | IPP | Fresno Sunnyside High School | CA | 63422 | 1122 | 1.6 | Solar Photovoltaic | SUN | PV | (U) Under construction, less than or equal to 50 percent complete | 1.6
2020 | 8 | 62856 | Forefront Power, LLC | IPP | Fresno Sunnyside High School | CA | 63422 | BA112 | 0.3 | Batteries | MWH | BA | (U) Under construction, less than or equal to 50 percent complete | 0.3
2020 | 8 | 62856 | Forefront Power, LLC | IPP | Harmony Road Solar | IL | 63069 | 1823 | 1.9 | Solar Photovoltaic | SUN | PV | (V) Under construction, more than 50 percent complete | 1.9
2020 | 8 | 62856 | Forefront Power, LLC | IPP | Mooseheart School Solar | IL | 63073 | 1817 | 2 | Solar Photovoltaic | SUN | PV | (U) Under construction, less than or equal to 50 percent complete | 2
2020 | 8 | 6541 | Formosa Plastics Corp | Industrial | Formosa Utility Venture Ltd | TX | 10554 | 3TBG1 | 97 | Natural Gas Fired Combined Cycle | NG | CT | (V) Under construction, more than 50 percent complete | 102
2020 | 8 | 60025 | Greenbacker Renewable Energy Corporation | IPP | Solar Hagerstown | MD | 62912 | 137 | 7.5 | Solar Photovoltaic | SUN | PV | (U) Under construction, less than or equal to 50 percent complete | 10
2020 | 8 | 49893 | Invenergy Services LLC | IPP | Millican Solar Energy LLC | OR | 63050 | GEN1 | 71.4 | Solar Photovoltaic | SUN | PV | (U) Under construction, less than or equal to 50 percent complete | 71.4
2020 | 8 | 49893 | Invenergy Services LLC | IPP | Prineville Solar Energy LLC | OR | 63049 | GEN1 | 46.2 | Solar Photovoltaic | SUN | PV | (U) Under construction, less than or equal to 50 percent complete | 46.2
2020 | 8 | 62842 | Lightsource Renewable Energy Asset Management, LLC | IPP | Whitetail Solar 2 | PA | 62990 | PAWT2 | 20 | Solar Photovoltaic | SUN | PV | (V) Under construction, more than 50 percent complete | 20
2020 | 8 | 61219 | Longroad Energy Services LLC | IPP | El Campo Wind | TX | 62765 | CAMPO | 242.8 | Onshore Wind Turbine | WND | WT | (V) Under construction, more than 50 percent complete | 242.8
2020 | 8 | 62915 | Madison Energy Holdings LLC | IPP | Sobania Community Solar LLC | MN | 63791 | SOB01 | 1 | Solar Photovoltaic | SUN | PV | (V) Under construction, more than 50 percent complete | 1
2020 | 8 | 62915 | Madison Energy Holdings LLC | IPP | Stevens Community Solar LLC | MN | 63794 | ST001 | 1 | Solar Photovoltaic | SUN | PV | (V) Under construction, more than 50 percent complete | 1
2020 | 8 | 62915 | Madison Energy Holdings LLC | IPP | Studenski Community Solar LLC | MN | 63793 | STU01 | 1 | Solar Photovoltaic | SUN | PV | (V) Under construction, more than 50 percent complete | 1
2020 | 8 | 62915 | Madison Energy Holdings LLC | IPP | Svihel Community Solar LLC | MN | 63792 | SVH01 | 1 | Solar Photovoltaic | SUN | PV | (V) Under construction, more than 50 percent complete | 1
2020 | 8 | 63471 | NES Olympos | IPP | Eagle Solar | NC | 60161 | PV1 | 4 | Solar Photovoltaic | SUN | PV | (T) Regulatory approvals received. Not under construction | 4
2020 | 8 | 63471 | NES Olympos | IPP | Willard Solar | NC | 60287 | PV1 | 4.9 | Solar Photovoltaic | SUN | PV | (T) Regulatory approvals received. Not under construction | 5
2020 | 8 | 63461 | NY- CSG- Johnstown 2 | IPP | NY- CSG- Johnstown 2 | NY | 63780 | JOHN2 | 2 | Solar Photovoltaic | SUN | PV | (T) Regulatory approvals received. Not under construction | 2
2020 | 8 | 63462 | NY- CSG- Livingston 4 | IPP | NY- CSG- Livingston 4 | NY | 63781 | LIV4 | 2 | Solar Photovoltaic | SUN | PV | (T) Regulatory approvals received. Not under construction | 2
2020 | 8 | 63185 | Neighborhood Power Corp. | IPP | Mt Hope Solar | OR | 63663 | W0053 | 2.5 | Solar Photovoltaic | SUN | PV | (P) Planned for installation, but regulatory approvals not initiated | 2.5
2020 | 8 | 63185 | Neighborhood Power Corp. | IPP | River Valley Solar | OR | 63665 | W0054 | 1.9 | Solar Photovoltaic | SUN | PV | (P) Planned for installation, but regulatory approvals not initiated | 1.9
2020 | 8 | 63185 | Neighborhood Power Corp. | IPP | Williams Acres Solar | OR | 63664 | W0055 | 2.5 | Solar Photovoltaic | SUN | PV | (P) Planned for installation, but regulatory approvals not initiated | 2.5
2020 | 8 | 13484 | New York Methodist Hospital | IPP | New York Methodist Hospital | NY | 52091 | CCHEG | 1.5 | Petroleum Liquids | DFO | IC | (TS) Construction complete, but not yet in commercial operation | 1.5
2020 | 8 | 62869 | Novel Benedix Solar LLC CSG | IPP | Novel Benedix Solar CSG | MN | 63010 | BNDX | 1 | Solar Photovoltaic | SUN | PV | (U) Under construction, less than or equal to 50 percent complete | 1
2020 | 8 | 62848 | Novel Jewison Solar LLC CSG | IPP | Novel Jewison Solar CSG | MN | 62984 | JEWI | 1 | Solar Photovoltaic | SUN | PV | (U) Under construction, less than or equal to 50 percent complete | 1
2020 | 8 | 62850 | Novel Kanewischer Solar LLC CSG | IPP | Novel Kanewischer Solar CSG | MN | 62986 | KANE | 1 | Solar Photovoltaic | SUN | PV | (TS) Construction complete, but not yet in commercial operation | 1
2020 | 8 | 62846 | Novel Schmoll Farms Solar LLC CSG | IPP | Novel Schmoll Farms Solar CSG | MN | 62982 | SCHM | 1 | Solar Photovoltaic | SUN | PV | (V) Under construction, more than 50 percent complete | 1
2020 | 8 | 62867 | Novel Winegar Partnership Solar CSG | IPP | Novel Winegar Partnership Solar CSG | MN | 63008 | WINE | 1 | Solar Photovoltaic | SUN | PV | (T) Regulatory approvals received. Not under construction | 1
2020 | 8 | 62633 | Plum Creek Wind, LLC | IPP | Plum Creek Wind Project (NE) | NE | 62711 | PLUM | 230 | Onshore Wind Turbine | WND | WT | (V) Under construction, more than 50 percent complete | 230
2020 | 8 | 56215 | RWE Renewables Americas LLC | IPP | Cranell Wind Farm LLC | TX | 62416 | WT1 | 220 | Onshore Wind Turbine | WND | WT | (V) Under construction, more than 50 percent complete | 220
2020 | 8 | 16534 | Sacramento Municipal Util Dist | Electric Utility | White Rock/Slab Creek | CA | 435 | H3 | 2.7 | Conventional Hydroelectric | WAT | HY | (U) Under construction, less than or equal to 50 percent complete | 2.7
2020 | 8 | 58798 | Shell Chemical Appalachia LLC | Industrial | Shell Chemical Appalachia LLC | PA | 58933 | GTG1 | 37.1 | Natural Gas Fired Combined Cycle | NG | CT | (V) Under construction, more than 50 percent complete | 41.5
2020 | 8 | 58798 | Shell Chemical Appalachia LLC | Industrial | Shell Chemical Appalachia LLC | PA | 58933 | GTG2 | 37.1 | Natural Gas Fired Combined Cycle | NG | CT | (V) Under construction, more than 50 percent complete | 41.5
2020 | 8 | 58798 | Shell Chemical Appalachia LLC | Industrial | Shell Chemical Appalachia LLC | PA | 58933 | GTG3 | 37.1 | Natural Gas Fired Combined Cycle | NG | CT | (V) Under construction, more than 50 percent complete | 41.5
2020 | 8 | 60531 | Standard Solar | IPP | Town of Burrillville Solar | RI | 62898 | X0042 | 4.2 | Solar Photovoltaic | SUN | PV | (V) Under construction, more than 50 percent complete | 4.2
2020 | 8 | 60531 | Standard Solar | IPP | USS Cougar Solar LLC CSG | MN | 63158 | COUGR | 1 | Solar Photovoltaic | SUN | PV | (U) Under construction, less than or equal to 50 percent complete | 1
2020 | 8 | 60531 | Standard Solar | IPP | USS Flower Solar LLC CSG | MN | 63159 | FLOWR | 1 | Solar Photovoltaic | SUN | PV | (U) Under construction, less than or equal to 50 percent complete | 1
2020 | 8 | 60531 | Standard Solar | IPP | USS Horne North Solar LLC CSG | MN | 63154 | HORNN | 1 | Solar Photovoltaic | SUN | PV | (U) Under construction, less than or equal to 50 percent complete | 1
2020 | 8 | 60531 | Standard Solar | IPP | USS Horne South Solar LLC CSG | MN | 63155 | HORNS | 1 | Solar Photovoltaic | SUN | PV | (U) Under construction, less than or equal to 50 percent complete | 1
2020 | 8 | 60531 | Standard Solar | IPP | USS JJ Clay Solar LLC CSG | MN | 63156 | JJCLY | 1 | Solar Photovoltaic | SUN | PV | (U) Under construction, less than or equal to 50 percent complete | 1
2020 | 8 | 60531 | Standard Solar | IPP | USS Verde Solar LLC CSG | MN | 63157 | VERDE | 1 | Solar Photovoltaic | SUN | PV | (U) Under construction, less than or equal to 50 percent complete | 1
2020 | 8 | 62819 | Syncarpha Halifax, LLC | IPP | Syncarpha Halifax Hybrid | MA | 62973 | SYHAS | 1.7 | Solar Photovoltaic | SUN | PV | (V) Under construction, more than 50 percent complete | 1.7
2020 | 8 | 62821 | Syncarpha Northampton, LLC | IPP | Syncarpha Northampton Hybrid | MA | 62976 | SYNOS | 3.6 | Solar Photovoltaic | SUN | PV | (V) Under construction, more than 50 percent complete | 3.6
2020 | 8 | 59598 | Tooele Army Depot | IPP | Tooele Army Depot | UT | 59817 | PV1 | 1.5 | Solar Photovoltaic | SUN | PV | (V) Under construction, more than 50 percent complete | 1.5
2020 | 8 | 62946 | USS All In Solar LLC | IPP | USS All In Solar LLC CSG | MN | 63160 | ALLIN | 1 | Solar Photovoltaic | SUN | PV | (U) Under construction, less than or equal to 50 percent complete | 1
2020 | 8 | 62954 | USS Bush Solar LLC | IPP | USS Bush Solar LLC CSG | MN | 63166 | BUSH | 1 | Solar Photovoltaic | SUN | PV | (U) Under construction, less than or equal to 50 percent complete | 1
2020 | 8 | 62955 | USS Hancock Solar | IPP | USS Hancock Solar LLC CSG | MN | 63167 | HNCCK | 1 | Solar Photovoltaic | SUN | PV | (U) Under construction, less than or equal to 50 percent complete | 1
2020 | 8 | 62956 | USS Pheasant Solar LLC | IPP | USS Pheasant Solar LLC | MN | 63168 | PHSNT | 1 | Solar Photovoltaic | SUN | PV | (U) Under construction, less than or equal to 50 percent complete | 1
2020 | 8 | 62953 | USS Reindeer Solar LLC | IPP | USS Reindeer Solar LLC CSG | MN | 63165 | RENDR | 1 | Solar Photovoltaic | SUN | PV | (U) Under construction, less than or equal to 50 percent complete | 1
2020 | 8 | 62701 | Vista Solar, Inc. | IPP | Hopkinton Phase 2 | RI | 63191 | HTP2 | 2.5 | Solar Photovoltaic | SUN | PV | (V) Under construction, more than 50 percent complete | 2.5
2020 | 8 | 60154 | White Street Renewables LLC | IPP | White Street Renewables | NC | 60364 | WSPV | 3.4 | Solar Photovoltaic | SUN | PV | (U) Under construction, less than or equal to 50 percent complete | 3.4
2020 | 9 | 61012 | AES Distributed Energy | IPP | Greenwich Solar 1, LLC | NY | 63411 | RTE40 | 1 | Solar Photovoltaic | SUN | PV | (U) Under construction, less than or equal to 50 percent complete | 5
2020 | 9 | 62747 | Acorn I Energy Storage LLC | IPP | Acorn I Energy Storage LLC | CA | 62874 | ACOR1 | 2 | Batteries | MWH | BA | (U) Under construction, less than or equal to 50 percent complete | 2
2020 | 9 | 59474 | BQ Energy LLC | IPP | Yeoman Creek | IL | 61910 | YEOM | 8.8 | Solar Photovoltaic | SUN | PV | (L) Regulatory approvals pending. Not under construction | 8.8
2020 | 9 | 63373 | Bitter Ridge Wind Farm, LLC | IPP | Bitter Ridge Wind Farm, LLC | IN | 63666 | BIT | 130 | Onshore Wind Turbine | WND | WT | (V) Under construction, more than 50 percent complete | 130
2020 | 9 | 63487 | Bronco Plains Wind, LLC | IPP | Bronco Plains Wind, LLC | CO | 63803 | WBOPL | 299 | Onshore Wind Turbine | WND | WT | (V) Under construction, more than 50 percent complete | 300
2020 | 9 | 63407 | Butler Solar, LLC | IPP | Butler Solar, LLC | OR | 63694 | 13501 | 4 | Solar Photovoltaic | SUN | PV | (U) Under construction, less than or equal to 50 percent complete | 4
2020 | 9 | 56769 | Consolidated Edison Development Inc. | IPP | Red Lake Falls Community Hybrid | MN | 63689 | RLFS | 1 | Solar Photovoltaic | SUN | PV | (L) Regulatory approvals pending. Not under construction | 1
2020 | 9 | 56769 | Consolidated Edison Development Inc. | IPP | Red Lake Falls Community Hybrid | MN | 63689 | RLFW | 4.6 | Onshore Wind Turbine | WND | WT | (U) Under construction, less than or equal to 50 percent complete | 4.6
2020 | 9 | 5109 | DTE Electric Company | Electric Utility | Fairbanks Wind Park | MI | 63600 | 1 | 72.5 | Onshore Wind Turbine | WND | WT | (U) Under construction, less than or equal to 50 percent complete | 72.5
2020 | 9 | 61610 | Delaware River Solar, LLC | IPP | Route 22 Community Solar Farm | NY | 62524 | 1444 | 3.7 | Solar Photovoltaic | SUN | PV | (T) Regulatory approvals received. Not under construction | 3.7
2020 | 9 | 61610 | Delaware River Solar, LLC | IPP | Yellow Mills Rd #1 Community Solar Farm | NY | 62517 | 1142 | 2.3 | Solar Photovoltaic | SUN | PV | (L) Regulatory approvals pending. Not under construction | 2.3
2020 | 9 | 61610 | Delaware River Solar, LLC | IPP | Yellow Mills Rd #2 Community Solar Farm | NY | 62518 | 1181 | 2.3 | Solar Photovoltaic | SUN | PV | (L) Regulatory approvals pending. Not under construction | 2.3
2020 | 9 | 61610 | Delaware River Solar, LLC | IPP | Yellow Mills Rd #3 Community Solar Farm | NY | 62519 | 1244 | 2.3 | Solar Photovoltaic | SUN | PV | (L) Regulatory approvals pending. Not under construction | 2.3
2020 | 9 | 5248 | Dominion Energy Inc | Electric Utility | Grasshopper Solar | VA | 62813 | GRHS | 80 | Solar Photovoltaic | SUN | PV | (V) Under construction, more than 50 percent complete | 80
2020 | 9 | 57202 | E&E Enterprises LLC | IPP | Allendorf | IA | 56215 | ET | 1.8 | Onshore Wind Turbine | WND | WT | (TS) Construction complete, but not yet in commercial operation | 2
2020 | 9 | 58970 | Ecoplexus, Inc | IPP | Underwood PV2 | NC | 60998 | UNWD2 | 16 | Solar Photovoltaic | SUN | PV | (V) Under construction, more than 50 percent complete | 16
2020 | 9 | 62856 | Forefront Power, LLC | IPP | UC Santa Cruz Solar | CA | 63091 | 246 | 2.2 | Solar Photovoltaic | SUN | PV | (U) Under construction, less than or equal to 50 percent complete | 2.2
2020 | 9 | 6541 | Formosa Plastics Corp | Industrial | Formosa Utility Venture Ltd | TX | 10554 | 3ST1 | 38 | Natural Gas Fired Combined Cycle | NG | CA | (V) Under construction, more than 50 percent complete | 40
2020 | 9 | 62720 | Frontier Windpower II, LLC | IPP | Frontier Windpower II | OK | 62837 | FW2 | 351.8 | Onshore Wind Turbine | WND | WT | (U) Under construction, less than or equal to 50 percent complete | 351.8
2020 | 9 | 62759 | Geronimo Energy | IPP | Aster Community Solar Garden, LLC | MN | 63305 | ASTER | 1 | Solar Photovoltaic | SUN | PV | (U) Under construction, less than or equal to 50 percent complete | 1
2020 | 9 | 62759 | Geronimo Energy | IPP | Geranium Solar, LLC | MN | 63317 | GERNM | 1 | Solar Photovoltaic | SUN | PV | (U) Under construction, less than or equal to 50 percent complete | 1
2020 | 9 | 62759 | Geronimo Energy | IPP | Hyacinth Solar, LLC | MN | 63312 | HYCIN | 1 | Solar Photovoltaic | SUN | PV | (U) Under construction, less than or equal to 50 percent complete | 1
2020 | 9 | 62759 | Geronimo Energy | IPP | Iris Solar, LLC (MN) | MN | 63319 | IRIS | 1 | Solar Photovoltaic | SUN | PV | (U) Under construction, less than or equal to 50 percent complete | 1
2020 | 9 | 62759 | Geronimo Energy | IPP | Kerria Solar, LLC | MN | 63315 | KERIA | 1 | Solar Photovoltaic | SUN | PV | (U) Under construction, less than or equal to 50 percent complete | 1
2020 | 9 | 62759 | Geronimo Energy | IPP | Primrose Solar, LLC | MN | 63314 | PROSE | 1 | Solar Photovoltaic | SUN | PV | (U) Under construction, less than or equal to 50 percent complete | 1
2020 | 9 | 62696 | Gichi Noodin Wind Farm, LLC | IPP | Gichi Noodin Wind Farm | MI | 62815 | GNWF1 | 72.8 | Onshore Wind Turbine | WND | WT | (U) Under construction, less than or equal to 50 percent complete | 72.8
2020 | 9 | 9191 | Idaho Power Co | Electric Utility | Shoshone Falls | ID | 818 | 4 | 3.2 | Conventional Hydroelectric | WAT | HY | (V) Under construction, more than 50 percent complete | 3.2
2020 | 9 | 9234 | Indiana Municipal Power Agency | Electric Utility | Centerville Solar Park | IN | 62794 | SCENT | 1 | Solar Photovoltaic | SUN | PV | (U) Under construction, less than or equal to 50 percent complete | 1
2020 | 9 | 9234 | Indiana Municipal Power Agency | Electric Utility | Crawfordsville 5 Solar Park | IN | 62793 | SCRA5 | 9.7 | Solar Photovoltaic | SUN | PV | (V) Under construction, more than 50 percent complete | 9.7
2020 | 9 | 9417 | Interstate Power and Light Co | Electric Utility | Richland | IA | 62080 | 1 | 130.1 | Onshore Wind Turbine | WND | WT | (V) Under construction, more than 50 percent complete | 130.1
2020 | 9 | 63289 | Key Capture Energy | IPP | NY3 Battery | NY | 63585 | NY3 | 3 | Batteries | MWH | BA | (U) Under construction, less than or equal to 50 percent complete | 3
2020 | 9 | 10273 | Kimberly-Clark Corp | Industrial | Chester Operations | PA | 50410 | 6 | 14.1 | Natural Gas Fired Combined Cycle | NG | CT | (V) Under construction, more than 50 percent complete | 17.3
2020 | 9 | 62897 | MSB Investors, LLC | Electric CHP | ReSource Center | CA | 63094 | SBAD1 | 1.1 | Other Waste Biomass | OBG | IC | (V) Under construction, more than 50 percent complete | 1.1
2020 | 9 | 62897 | MSB Investors, LLC | Electric CHP | ReSource Center | CA | 63094 | SBAD2 | 1.1 | Other Waste Biomass | OBG | IC | (V) Under construction, more than 50 percent complete | 1.1
2020 | 9 | 62915 | Madison Energy Holdings LLC | IPP | Hinterland CSG, LLC | MN | 63817 | HIN01 | 1 | Solar Photovoltaic | SUN | PV | (V) Under construction, more than 50 percent complete | 1
2020 | 9 | 62726 | Mountain Breeze Wind, LLC | IPP | Mountain Breeze Wind, LLC | CO | 62840 | MTBRZ | 170 | Onshore Wind Turbine | WND | WT | (V) Under construction, more than 50 percent complete | 170
2020 | 9 | 56990 | NJR Clean Energy Ventures Corporation | IPP | ACCP NJ 1 | NJ | 63198 | ACCP1 | 1.2 | Solar Photovoltaic | SUN | PV | (U) Under construction, less than or equal to 50 percent complete | 1.2
2020 | 9 | 56990 | NJR Clean Energy Ventures Corporation | IPP | Monroe Solar Farm, LLC | NJ | 63451 | MONR1 | 13.1 | Solar Photovoltaic | SUN | PV | (V) Under construction, more than 50 percent complete | 13.1
2020 | 9 | 63331 | Organic Energy Solutions, Inc. | Electric CHP | OES Biogas Power | CA | 63622 | OES01 | 1.3 | Other Waste Biomass | OBG | IC | (V) Under construction, more than 50 percent complete | 1.3
2020 | 9 | 63331 | Organic Energy Solutions, Inc. | Electric CHP | OES Biogas Power | CA | 63622 | OES02 | 1.3 | Other Waste Biomass | OBG | IC | (V) Under construction, more than 50 percent complete | 1.3
2020 | 9 | 14624 | PUD No 2 of Grant County | Electric Utility | Wanapum | WA | 3888 | 4A | 122 | Conventional Hydroelectric | WAT | HY | (V) Under construction, more than 50 percent complete | 122
2020 | 9 | 61521 | Pegasus Wind, LLC | IPP | Pegasus Wind | MI | 61916 | PWEC2 | 82.2 | Onshore Wind Turbine | WND | WT | (U) Under construction, less than or equal to 50 percent complete | 82.2
2020 | 9 | 61592 | Pleinmont Solar 1 LLC | IPP | Pleinmont Solar 1 | VA | 62012 | PLNM1 | 75 | Solar Photovoltaic | SUN | PV | (U) Under construction, less than or equal to 50 percent complete | 75
2020 | 9 | 15466 | Public Service Co of Colorado | Electric Utility | Cheyenne Ridge Wind Farm | CO | 62952 | CRW01 | 488 | Onshore Wind Turbine | WND | WT | (V) Under construction, more than 50 percent complete | 498.4
2020 | 9 | 63449 | Renewable Properties, LLC | IPP | Ballenger Road Solar A | SC | 63759 | BALGR | 2 | Solar Photovoltaic | SUN | PV | (L) Regulatory approvals pending. Not under construction | 2
2020 | 9 | 63449 | Renewable Properties, LLC | IPP | Soscol Ferry Solar | CA | 63761 | SSCLC | 1 | Solar Photovoltaic | SUN | PV | (T) Regulatory approvals received. Not under construction | 1
2020 | 9 | 63449 | Renewable Properties, LLC | IPP | Soscol Ferry Solar | CA | 63761 | SSCLD | 1 | Solar Photovoltaic | SUN | PV | (T) Regulatory approvals received. Not under construction | 1
2020 | 9 | 63449 | Renewable Properties, LLC | IPP | White Horse Solar A | SC | 63760 | WHRSA | 2 | Solar Photovoltaic | SUN | PV | (L) Regulatory approvals pending. Not under construction | 2
2020 | 9 | 62047 | Roadrunner Solar, LLC | IPP | Roadrunner, LLC | TX | 62561 | RODR2 | 200 | Solar Photovoltaic | SUN | PV | (T) Regulatory approvals received. Not under construction | 200
2020 | 9 | 61634 | SR Terrell, LLC | IPP | SR Terrell | GA | 62058 | TERRL | 74 | Solar Photovoltaic | SUN | PV | (V) Under construction, more than 50 percent complete | 74
2020 | 9 | 62844 | Spring Hope Solar 3, LLC | IPP | Spring Hope Solar 3, LLC | NC | 62997 | PGR09 | 4.9 | Solar Photovoltaic | SUN | PV | (U) Under construction, less than or equal to 50 percent complete | 4.9
2020 | 9 | 58658 | Sunlight Partners | IPP | Cash Solar | NC | 60178 | PV1 | 5 | Solar Photovoltaic | SUN | PV | (T) Regulatory approvals received. Not under construction | 5
2020 | 9 | 62821 | Syncarpha Northampton, LLC | IPP | Syncarpha Northampton Hybrid | MA | 62976 | SYNOB | 2 | Batteries | MWH | BA | (U) Under construction, less than or equal to 50 percent complete | 2
2020 | 9 | 62825 | Syncarpha Northbridge II, LLC | IPP | Syncarpha Northbridge II Hybrid | MA | 62978 | SYN2S | 5 | Solar Photovoltaic | SUN | PV | (V) Under construction, more than 50 percent complete | 5
2020 | 9 | 62044 | TG High Prairie Wind, LLC | IPP | High Prairie Wind Farm | MO | 62563 | HPWF | 400 | Onshore Wind Turbine | WND | WT | (V) Under construction, more than 50 percent complete | 400
2020 | 9 | 61534 | Techren Solar III LLC | IPP | Techren Solar III LLC | NV | 61931 | TECH3 | 25 | Solar Photovoltaic | SUN | PV | (U) Under construction, less than or equal to 50 percent complete | 25
2020 | 9 | 61535 | Techren Solar IV LLC | IPP | Techren Solar IV LLC | NV | 61932 | TECH4 | 25 | Solar Photovoltaic | SUN | PV | (U) Under construction, less than or equal to 50 percent complete | 25
2020 | 9 | 61890 | Tenaska Nobles 2 Power Partners, LLC | IPP | Nobles 2 Wind Project | MN | 62364 | WT1 | 250 | Onshore Wind Turbine | WND | WT | (U) Under construction, less than or equal to 50 percent complete | 250
2020 | 9 | 24211 | Tucson Electric Power Co | Electric Utility | Oso Grande Wind Farm | NM | 63502 | OGW24 | 33.8 | Onshore Wind Turbine | WND | WT | (U) Under construction, less than or equal to 50 percent complete | 33.8
2020 | 9 | 24211 | Tucson Electric Power Co | Electric Utility | Oso Grande Wind Farm | NM | 63502 | OGW45 | 216 | Onshore Wind Turbine | WND | WT | (U) Under construction, less than or equal to 50 percent complete | 216
2020 | 9 | 62701 | Vista Solar, Inc. | IPP | Bio-Rad | CA | 63189 | BIORD | 2.4 | Solar Photovoltaic | SUN | PV | (L) Regulatory approvals pending. Not under construction | 2.5
2020 | 9 | 63490 | Williamsville Road LLC | IPP | Williamsville | MA | 63805 | WIL | 5 | Solar Photovoltaic | SUN | PV | (U) Under construction, less than or equal to 50 percent complete | 5
2020 | 10 | 63186 | 1001 Ebenezer Church Solar, LLC | IPP | 1001 Ebenezer Church Solar | NC | 63444 | 1001 | 5 | Solar Photovoltaic | SUN | PV | (P) Planned for installation, but regulatory approvals not initiated | 5
2020 | 10 | 63193 | 1045 Tomlin Mill Solar, LLC | IPP | 1045 Tomlin Mill Solar | NC | 63448 | 1045 | 4.9 | Solar Photovoltaic | SUN | PV | (P) Planned for installation, but regulatory approvals not initiated | 4.9
2020 | 10 | 63191 | 1073 Onslow Solar, LLC | IPP | 1073 Onslow Solar | NC | 63446 | 1073 | 4.7 | Solar Photovoltaic | SUN | PV | (P) Planned for installation, but regulatory approvals not initiated | 4.7
2020 | 10 | 61012 | AES Distributed Energy | IPP | Middletown Solar 1, LLC | NY | 63415 | BATT | 1.6 | Batteries | MWH | BA | (U) Under construction, less than or equal to 50 percent complete | 1.6
2020 | 10 | 61012 | AES Distributed Energy | IPP | Middletown Solar 1, LLC | NY | 63415 | CENTR | 1.6 | Solar Photovoltaic | SUN | PV | (U) Under construction, less than or equal to 50 percent complete | 1.6
2020 | 10 | 59474 | BQ Energy LLC | IPP | Mount Kisco Landfill Solar & Storage | NY | 63774 | KRS | 1 | Solar Photovoltaic | SUN | PV | (T) Regulatory approvals received. Not under construction | 1
2020 | 10 | 59474 | BQ Energy LLC | IPP | West Valley East | NY | 62738 | WVE | 5 | Solar Photovoltaic | SUN | PV | (L) Regulatory approvals pending. Not under construction | 5
2020 | 10 | 59474 | BQ Energy LLC | IPP | West Valley West | NY | 62737 | WVW | 5 | Solar Photovoltaic | SUN | PV | (L) Regulatory approvals pending. Not under construction | 5
2020 | 10 | 63208 | Bighorn Solar, LLC | IPP | Bighorn Solar | OR | 63467 | PGR16 | 2.2 | Solar Photovoltaic | SUN | PV | (U) Under construction, less than or equal to 50 percent complete | 2.2
2020 | 10 | 2265 | Bristol-Myers Squibb Co | IPP | Bristol Myers Squibb Lawrenceville | NJ | 58947 | TG102 | 5 | Natural Gas Fired Combustion Turbine | NG | GT | (V) Under construction, more than 50 percent complete | 5.4
2020 | 10 | 63073 | Chicot Solar, LLC | IPP | Chicot Solar | AR | 63295 | CHICO | 100 | Solar Photovoltaic | SUN | PV | (V) Under construction, more than 50 percent complete | 100
2020 | 10 | 56769 | Consolidated Edison Development Inc. | IPP | CED Peoria Solar | IL | 63656 | PS1 | 2 | Solar Photovoltaic | SUN | PV | (T) Regulatory approvals received. Not under construction | 2
2020 | 10 | 59319 | Cotton Solar, LLC | IPP | Cotton Solar | SC | 59572 | PV1 | 16 | Solar Photovoltaic | SUN | PV | (L) Regulatory approvals pending. Not under construction | 16
2020 | 10 | 61610 | Delaware River Solar, LLC | IPP | Big Tree Community Solar Farm | NY | 62476 | 607 | 2 | Solar Photovoltaic | SUN | PV | (U) Under construction, less than or equal to 50 percent complete | 2
2020 | 10 | 61610 | Delaware River Solar, LLC | IPP | Route 19 #1 Community Solar Farm | NY | 62500 | 1258 | 2 | Solar Photovoltaic | SUN | PV | (T) Regulatory approvals received. Not under construction | 2
2020 | 10 | 61610 | Delaware River Solar, LLC | IPP | Route 19 #2 Community Solar Farm | NY | 62502 | 1415 | 5 | Solar Photovoltaic | SUN | PV | (T) Regulatory approvals received. Not under construction | 5
2020 | 10 | 61610 | Delaware River Solar, LLC | IPP | Route 5 & 20 Community Solar Farm | NY | 62523 | 1093 | 2.3 | Solar Photovoltaic | SUN | PV | (L) Regulatory approvals pending. Not under construction | 2.3
2020 | 10 | 61610 | Delaware River Solar, LLC | IPP | State Route 64N Community Solar Farm | NY | 62520 | 1089 | 1.2 | Solar Photovoltaic | SUN | PV | (T) Regulatory approvals received. Not under construction | 1.2
2020 | 10 | 61610 | Delaware River Solar, LLC | IPP | Telegraph Rd #1 Community Solar Farm | NY | 62496 | 1268 | 3.8 | Solar Photovoltaic | SUN | PV | (T) Regulatory approvals received. Not under construction | 3.8
2020 | 10 | 61610 | Delaware River Solar, LLC | IPP | Telegraph Rd #2 Community Solar Farm | NY | 62498 | 1413 | 2 | Solar Photovoltaic | SUN | PV | (T) Regulatory approvals received. Not under construction | 2
2020 | 10 | 57170 | EDF Renewable Asset Holdings, Inc. | IPP | Coyote Wind LLC | TX | 63655 | COY | 242.5 | Onshore Wind Turbine | WND | WT | (U) Under construction, less than or equal to 50 percent complete | 242.5
2020 | 10 | 56201 | Engie North America | IPP | ENGIE Long Draw Solar LLC | TX | 62845 | SP1 | 225 | Solar Photovoltaic | SUN | PV | (U) Under construction, less than or equal to 50 percent complete | 225
2020 | 10 | 56201 | Engie North America | IPP | King Plains Wind Project | OK | 63104 | WTG | 250.2 | Onshore Wind Turbine | WND | WT | (U) Under construction, less than or equal to 50 percent complete | 250.2
2020 | 10 | 56201 | Engie North America | IPP | Prairie Hill Wind Project | TX | 63100 | WTG | 300 | Onshore Wind Turbine | WND | WT | (U) Under construction, less than or equal to 50 percent complete | 300
2020 | 10 | 63417 | ISM Solar Cranston, LLC | IPP | ISM Solar Cranston | RI | 63718 | CR | 3.4 | Solar Photovoltaic | SUN | PV | (U) Under construction, less than or equal to 50 percent complete | 3.4
2020 | 10 | 61853 | Innogy Renewables US LLC | IPP | Scioto Ridge Wind Farm | OH | 58780 | 1 | 249.8 | Onshore Wind Turbine | WND | WT | (U) Under construction, less than or equal to 50 percent complete | 249.8
2020 | 10 | 49893 | Invenergy Services LLC | IPP | Harry Allen Solar Energy LLC | NV | 63080 | GEN1 | 118.8 | Solar Photovoltaic | SUN | PV | (U) Under construction, less than or equal to 50 percent complete | 118.8
2020 | 10 | 59685 | JPMorgan Chase Bank | Commercial | South Campus Solar | DE | 59922 | G1789 | 1.8 | Solar Photovoltaic | SUN | PV | (U) Under construction, less than or equal to 50 percent complete | 1.8
2020 | 10 | 63244 | KSI II Consolidated, LLC | IPP | County Route 11 Community Solar Farm | NY | 62507 | 1419 | 4.1 | Solar Photovoltaic | SUN | PV | (T) Regulatory approvals received. Not under construction | 4.1
2020 | 10 | 63244 | KSI II Consolidated, LLC | IPP | Frey Rd #1 Community Solar Farm | NY | 62504 | 1159 | 2 | Solar Photovoltaic | SUN | PV | (T) Regulatory approvals received. Not under construction | 2
2020 | 10 | 63244 | KSI II Consolidated, LLC | IPP | Frey Rd #2 Community Solar Farm | NY | 62521 | 1442 | 1.4 | Solar Photovoltaic | SUN | PV | (T) Regulatory approvals received. Not under construction | 1.4
2020 | 10 | 63244 | KSI II Consolidated, LLC | IPP | Furnace Rd Community Solar Farm | NY | 62508 | 1420 | 3 | Solar Photovoltaic | SUN | PV | (T) Regulatory approvals received. Not under construction | 3
2020 | 10 | 63431 | Las Majadas Wind Farm, LLC | IPP | Las Majadas Wind Farm | TX | 63739 | LMAJ | 272.6 | Onshore Wind Turbine | WND | WT | (U) Under construction, less than or equal to 50 percent complete | 272.6
2020 | 10 | 62842 | Lightsource Renewable Energy Asset Management, LLC | IPP | Elk Hill Solar 2 | PA | 63768 | PAEH2 | 15 | Solar Photovoltaic | SUN | PV | (P) Planned for installation, but regulatory approvals not initiated | 15
2020 | 10 | 61219 | Longroad Energy Services LLC | IPP | Weaver Wind | ME | 63132 | WEAVR | 72.6 | Onshore Wind Turbine | WND | WT | (U) Under construction, less than or equal to 50 percent complete | 72.6
2020 | 10 | 63394 | MSAP 13, LLC | IPP | MSAP 13 | NY | 63675 | TROYL | 2 | Solar Photovoltaic | SUN | PV | (V) Under construction, more than 50 percent complete | 2
2020 | 10 | 63204 | Mohea Solar Energy Center, LLC | IPP | Mohea Solar Energy Center, LLC | SC | 63463 | PGR14 | 5 | Solar Photovoltaic | SUN | PV | (U) Under construction, less than or equal to 50 percent complete | 5
2020 | 10 | 56990 | NJR Clean Energy Ventures Corporation | IPP | Galloway Landfill | NJ | 63698 | GALLO | 2.3 | Solar Photovoltaic | SUN | PV | (U) Under construction, less than or equal to 50 percent complete | 2.3
2020 | 10 | 62868 | Novel Peter Solar LLC CSG | IPP | Novel Peter Solar CSG | MN | 63009 | PETR | 1 | Solar Photovoltaic | SUN | PV | (T) Regulatory approvals received. Not under construction | 1
2020 | 10 | 63017 | Novel Wayne Solar LLC | IPP | Novel Wayne Solar LLC CSG | MN | 63249 | WAYNE | 1 | Solar Photovoltaic | SUN | PV | (U) Under construction, less than or equal to 50 percent complete | 1
2020 | 10 | 63202 | Pika Solar, LLC | IPP | Pika Solar | OR | 63462 | PGR17 | 2.2 | Solar Photovoltaic | SUN | PV | (U) Under construction, less than or equal to 50 percent complete | 2.2
2020 | 10 | 63299 | Ponderosa Wind, LLC | IPP | Ponderosa Wind Energy Center | OK | 63590 | PONDE | 200 | Onshore Wind Turbine | WND | WT | (U) Under construction, less than or equal to 50 percent complete | 200
2020 | 10 | 56215 | RWE Renewables Americas LLC | IPP | Raymond Wind Farm, LLC | TX | 62909 | ERAYM | 200.2 | Onshore Wind Turbine | WND | WT | (U) Under construction, less than or equal to 50 percent complete | 200.2
2020 | 10 | 62778 | Rattlesnake Flat, LLC | IPP | Rattlesnake | WA | 62936 | RAT | 144 | Onshore Wind Turbine | WND | WT | (U) Under construction, less than or equal to 50 percent complete | 144
2020 | 10 | 63449 | Renewable Properties, LLC | IPP | Silveira Ranch Road Solar | CA | 63762 | SILVA | 1 | Solar Photovoltaic | SUN | PV | (T) Regulatory approvals received. Not under construction | 1
2020 | 10 | 63449 | Renewable Properties, LLC | IPP | Silveira Ranch Road Solar | CA | 63762 | SILVB | 1 | Solar Photovoltaic | SUN | PV | (T) Regulatory approvals received. Not under construction | 1
2020 | 10 | 63449 | Renewable Properties, LLC | IPP | Silveira Ranch Road Solar | CA | 63762 | SILVC | 1 | Solar Photovoltaic | SUN | PV | (T) Regulatory approvals received. Not under construction | 1
2020 | 10 | 63164 | Robin Solar, LLC | IPP | Robin Solar | NC | 60165 | PV1 | 5 | Solar Photovoltaic | SUN | PV | (T) Regulatory approvals received. Not under construction | 5
2020 | 10 | 63374 | Sanford Airport Solar, LLC | IPP | Sanford Solar | ME | 63667 | SAS | 49.4 | Solar Photovoltaic | SUN | PV | (U) Under construction, less than or equal to 50 percent complete | 49.4
2020 | 10 | 58798 | Shell Chemical Appalachia LLC | Industrial | Shell Chemical Appalachia LLC | PA | 58933 | STG1 | 72.7 | Natural Gas Fired Combined Cycle | NG | CA | (V) Under construction, more than 50 percent complete | 75
2020 | 10 | 58798 | Shell Chemical Appalachia LLC | Industrial | Shell Chemical Appalachia LLC | PA | 58933 | STG2 | 72.7 | Natural Gas Fired Combined Cycle | NG | CA | (V) Under construction, more than 50 percent complete | 75
2020 | 10 | 63432 | SkyHigh 2 Solar | Commercial | Amazon - Moreno Valley | CA | 63740 | ONT6 | 2.2 | Solar Photovoltaic | SUN | PV | (P) Planned for installation, but regulatory approvals not initiated | 2.2
2020 | 10 | 61677 | Sol Systems | IPP | ESA Buies Creek, LLC | NC | 63732 | 11630 | 2.8 | Solar Photovoltaic | SUN | PV | (U) Under construction, less than or equal to 50 percent complete | 2.8
2020 | 10 | 60568 | Sugar Creek Wind One LLC | IPP | Sugar Creek Wind One LLC | IL | 58924 | SUG1 | 202 | Onshore Wind Turbine | WND | WT | (U) Under construction, less than or equal to 50 percent complete | 202
2020 | 10 | 62814 | Syncarpha Leicester, LLC | IPP | Syncarpha Leicester Hybrid | MA | 62972 | SYLES | 2.6 | Solar Photovoltaic | SUN | PV | (U) Under construction, less than or equal to 50 percent complete | 2.6
2020 | 10 | 62825 | Syncarpha Northbridge II, LLC | IPP | Syncarpha Northbridge II Hybrid | MA | 62978 | SYN2B | 3 | Batteries | MWH | BA | (U) Under construction, less than or equal to 50 percent complete | 3
2020 | 10 | 62826 | Syncarpha Puddon I, LLC | IPP | Syncarpha Puddon I Hybrid | MA | 62969 | SYP1S | 5 | Solar Photovoltaic | SUN | PV | (V) Under construction, more than 50 percent complete | 5
2020 | 10 | 62827 | Syncarpha Puddon II, LLC | IPP | Syncarpha Puddon II Hybrid | MA | 62970 | SYP2S | 5 | Solar Photovoltaic | SUN | PV | (V) Under construction, more than 50 percent complete | 5
2020 | 10 | 60192 | Warbler Holdings, LLC | IPP | Warbler Holdings | NC | 60393 | PV1 | 4 | Solar Photovoltaic | SUN | PV | (L) Regulatory approvals pending. Not under construction | 4
2020 | 10 | 20421 | Western Minnesota Mun Pwr Agny | Electric Utility | Red Rock Hydro Plant | IA | 58434 | 1 | 27.5 | Conventional Hydroelectric | WAT | HY | (V) Under construction, more than 50 percent complete | 18.2
2020 | 10 | 20421 | Western Minnesota Mun Pwr Agny | Electric Utility | Red Rock Hydro Plant | IA | 58434 | 2 | 27.5 | Conventional Hydroelectric | WAT | HY | (V) Under construction, more than 50 percent complete | 18.2
2020 | 10 | 62748 | Wildcat I Energy Storage LLC | IPP | Wildcat I Energy Storage LLC | CA | 62875 | WILD1 | 3 | Batteries | MWH | BA | (U) Under construction, less than or equal to 50 percent complete | 3
2020 | 10 | 20856 | Wisconsin Power & Light Co | Electric Utility | Kossuth | IA | 62103 | 1 | 152.2 | Onshore Wind Turbine | WND | WT | (V) Under construction, more than 50 percent complete | 152.2
2020 | 11 | 63192 | 1008 Matthews Solar, LLC | IPP | 1008 Matthews Solar | NC | 63447 | 1008 | 4.9 | Solar Photovoltaic | SUN | PV | (P) Planned for installation, but regulatory approvals not initiated | 4.9
2020 | 11 | 61012 | AES Distributed Energy | IPP | Alicea Solar Project | MA | 63469 | ALICA | 2 | Solar Photovoltaic | SUN | PV | (V) Under construction, more than 50 percent complete | 2
2020 | 11 | 61012 | AES Distributed Energy | IPP | Alicea Solar Project | MA | 63469 | BATT | 1.5 | Batteries | MWH | BA | (V) Under construction, more than 50 percent complete | 1.5
2020 | 11 | 61012 | AES Distributed Energy | IPP | Annese Solar Project | MA | 63474 | ANNES | 4.6 | Solar Photovoltaic | SUN | PV | (V) Under construction, more than 50 percent complete | 4.6
2020 | 11 | 61012 | AES Distributed Energy | IPP | Annese Solar Project | MA | 63474 | BATT | 3.2 | Batteries | MWH | BA | (V) Under construction, more than 50 percent complete | 3.2
2020 | 11 | 61012 | AES Distributed Energy | IPP | West A&B Solar Project | MA | 63473 | BATT | 1.8 | Batteries | MWH | BA | (V) Under construction, more than 50 percent complete | 1.8
2020 | 11 | 61012 | AES Distributed Energy | IPP | West A&B Solar Project | MA | 63473 | WEST | 2.5 | Solar Photovoltaic | SUN | PV | (V) Under construction, more than 50 percent complete | 2.5
2020 | 11 | 61683 | Amadeus Wind LLC | IPP | Amadeus Wind Farm | TX | 62142 | AM-TX | 250 | Onshore Wind Turbine | WND | WT | (U) Under construction, less than or equal to 50 percent complete | 250
2020 | 11 | 63419 | Augusta Solar, LLC | IPP | Augusta Solar | SC | 63720 | PGR23 | 2 | Solar Photovoltaic | SUN | PV | (T) Regulatory approvals received. Not under construction | 2
2020 | 11 | 62881 | Chambers Road Solar LLC | IPP | Chambers Road Solar | NY | 62860 | 263 | 4 | Solar Photovoltaic | SUN | PV | (U) Under construction, less than or equal to 50 percent complete | 4
2020 | 11 | 60609 | Clean Focus Renewables, Inc. | IPP | Rugged Solar LLC | CA | 57960 | 1 | 80 | Solar Photovoltaic | SUN | PV | (V) Under construction, more than 50 percent complete | 80
2020 | 11 | 56769 | Consolidated Edison Development Inc. | IPP | Water Strider Solar | VA | 63549 | WSS | 80 | Solar Photovoltaic | SUN | PV | (U) Under construction, less than or equal to 50 percent complete | 80
2020 | 11 | 63064 | Crowned Ridge Wind II LLC | IPP | Crowned Ridge Wind II Energy Center | SD | 63269 | CRW2 | 200.6 | Onshore Wind Turbine | WND | WT | (T) Regulatory approvals received. Not under construction | 200.6
2020 | 11 | 5109 | DTE Electric Company | Electric Utility | Isabella Wind Park | MI | 63601 | 1 | 383.5 | Onshore Wind Turbine | WND | WT | (U) Under construction, less than or equal to 50 percent complete | 383.5
2020 | 11 | 58468 | Dominion Renewable Energy | Electric Utility | Spring Grove I | VA | 61986 | SGIS | 97.9 | Solar Photovoltaic | SUN | PV | (U) Under construction, less than or equal to 50 percent complete | 97.9
2020 | 11 | 56201 | Engie North America | IPP | Triple H Wind Project | SD | 63103 | WTG | 250.2 | Onshore Wind Turbine | WND | WT | (U) Under construction, less than or equal to 50 percent complete | 250.2
2020 | 11 | 62759 | Geronimo Energy | IPP | Allium Community Solar Garden, LLC | MN | 63304 | ALIUM | 1 | Solar Photovoltaic | SUN | PV | (U) Under construction, less than or equal to 50 percent complete | 1
2020 | 11 | 62759 | Geronimo Energy | IPP | Bellflower Solar, LLC | MN | 63318 | BELLF | 1 | Solar Photovoltaic | SUN | PV | (U) Under construction, less than or equal to 50 percent complete | 1
2020 | 11 | 62759 | Geronimo Energy | IPP | Coral Bells Solar, LLC | MN | 63313 | CORAL | 1 | Solar Photovoltaic | SUN | PV | (U) Under construction, less than or equal to 50 percent complete | 1
2020 | 11 | 62759 | Geronimo Energy | IPP | Honeysuckle Solar, LLC | MN | 63309 | HONEY | 1 | Solar Photovoltaic | SUN | PV | (U) Under construction, less than or equal to 50 percent complete | 1
2020 | 11 | 62759 | Geronimo Energy | IPP | Lantana Solar, LLC | MN | 63311 | LANTA | 1 | Solar Photovoltaic | SUN | PV | (U) Under construction, less than or equal to 50 percent complete | 1
2020 | 11 | 62759 | Geronimo Energy | IPP | Marigold Community Solar Garden, LLC | MN | 63308 | MGOLD | 1 | Solar Photovoltaic | SUN | PV | (U) Under construction, less than or equal to 50 percent complete | 1
2020 | 11 | 62759 | Geronimo Energy | IPP | Westport Community Solar, LLC | MN | 63307 | WESTP | 1 | Solar Photovoltaic | SUN | PV | (U) Under construction, less than or equal to 50 percent complete | 1
2020 | 11 | 60222 | Haida Energy, Inc. | Electric Utility | Hiilangaay Hydro | AK | 59037 | GEN 1 | 5 | Conventional Hydroelectric | WAT | HY | (P) Planned for installation, but regulatory approvals not initiated | 5
2020 | 11 | 62879 | Hickory Grove #1 LLC | IPP | Hickory Grove #1 | NY | 62831 | 25 | 2 | Solar Photovoltaic | SUN | PV | (U) Under construction, less than or equal to 50 percent complete | 2
2020 | 11 | 62880 | Hickory Grove #2 | IPP | Hickory Grove #2 | NY | 62832 | 309 | 1.7 | Solar Photovoltaic | SUN | PV | (U) Under construction, less than or equal to 50 percent complete | 1.7
2020 | 11 | 63404 | Hunker Solar River, LLC | IPP | Hunker Solar River, LLC | PA | 63691 | 13502 | 3.3 | Solar Photovoltaic | SUN | PV | (U) Under construction, less than or equal to 50 percent complete | 3.3
2020 | 11 | 9234 | Indiana Municipal Power Agency | Electric Utility | Richmond Solar Park 4 | IN | 62791 | SRIC4 | 7.1 | Solar Photovoltaic | SUN | PV | (U) Under construction, less than or equal to 50 percent complete | 7.1
2020 | 11 | 49893 | Invenergy Services LLC | IPP | Crescent Valley Solar | NV | 62888 | GEN1 | 149 | Solar Photovoltaic | SUN | PV | (P) Planned for installation, but regulatory approvals not initiated | 149
2020 | 11 | 49893 | Invenergy Services LLC | IPP | Lovelock Solar | NV | 62934 | GEN1 | 190 | Solar Photovoltaic | SUN | PV | (U) Under construction, less than or equal to 50 percent complete | 190
2020 | 11 | 63128 | Jordan Creek Wind Farm, LLC | IPP | Jordan Creek Wind Farm, LLC | IN | 63389 | JCW | 400 | Onshore Wind Turbine | WND | WT | (U) Under construction, less than or equal to 50 percent complete | 400
2020 | 11 | 62842 | Lightsource Renewable Energy Asset Management, LLC | IPP | Wildflower Solar 1 | CA | 62988 | CAWF1 | 13 | Solar Photovoltaic | SUN | PV | (U) Under construction, less than or equal to 50 percent complete | 13
2020 | 11 | 63440 | Milford Solar I (NES) | IPP | Milford Solar 1 | UT | 62812 | MS1 | 99.9 | Solar Photovoltaic | SUN | PV | (V) Under construction, more than 50 percent complete | 99
2020 | 11 | 63206 | Minke Solar, LLC | IPP | Minke Solar | OR | 63465 | PGR20 | 2.2 | Solar Photovoltaic | SUN | PV | (U) Under construction, less than or equal to 50 percent complete | 2.2
2020 | 11 | 63014 | Novel Debra Solar LLC | IPP | Novel Debra Solar LLC CSG | MN | 63247 | DEBRA | 1 | Solar Photovoltaic | SUN | PV | (U) Under construction, less than or equal to 50 percent complete | 1
2020 | 11 | 62758 | Orchard Windfarm, LLC | IPP | Orchard Windfarm, LLC | OR | 62935 | OCHW | 40 | Onshore Wind Turbine | WND | WT | (U) Under construction, less than or equal to 50 percent complete | 40
2020 | 11 | 14232 | Otter Tail Power Co | Electric Utility | Merricourt Wind Energy Center | ND | 57048 | 1 | 150 | Onshore Wind Turbine | WND | WT | (U) Under construction, less than or equal to 50 percent complete | 150
2020 | 11 | 14354 | PacifiCorp | Electric Utility | Ekola Flats | WY | 62591 | 1 | 250.9 | Onshore Wind Turbine | WND | WT | (P) Planned for installation, but regulatory approvals not initiated | 250.9
2020 | 11 | 14354 | PacifiCorp | Electric Utility | TB Flats | WY | 62516 | 1 | 503.2 | Onshore Wind Turbine | WND | WT | (P) Planned for installation, but regulatory approvals not initiated | 503.2
2020 | 11 | 61677 | Sol Systems | IPP | Eros Solar, LLC | NC | 63733 | 11631 | 5 | Solar Photovoltaic | SUN | PV | (U) Under construction, less than or equal to 50 percent complete | 5
2020 | 11 | 61677 | Sol Systems | IPP | Ventura Solar, LLC | NC | 63734 | 11632 | 5 | Solar Photovoltaic | SUN | PV | (U) Under construction, less than or equal to 50 percent complete | 5
2020 | 11 | 60531 | Standard Solar | IPP | USS KVPV Solar LLC | MN | 63169 | KVPV | 1 | Solar Photovoltaic | SUN | PV | (U) Under construction, less than or equal to 50 percent complete | 1
2020 | 11 | 60531 | Standard Solar | IPP | USS Steamboat Solar LLC CSG | MN | 63221 | STMBT | 1 | Solar Photovoltaic | SUN | PV | (U) Under construction, less than or equal to 50 percent complete | 1
2020 | 11 | 61668 | Strauss Wind LLC | IPP | Strauss Wind Farm | CA | 62113 | ST-CA | 98.8 | Onshore Wind Turbine | WND | WT | (U) Under construction, less than or equal to 50 percent complete | 98.8
2020 | 11 | 62819 | Syncarpha Halifax, LLC | IPP | Syncarpha Halifax Hybrid | MA | 62973 | SYHAB | 2 | Batteries | MWH | BA | (U) Under construction, less than or equal to 50 percent complete | 2
2020 | 11 | 62814 | Syncarpha Leicester, LLC | IPP | Syncarpha Leicester Hybrid | MA | 62972 | SYLEB | 1.9 | Batteries | MWH | BA | (U) Under construction, less than or equal to 50 percent complete | 1.9
2020 | 11 | 62824 | Syncarpha Northbridge I, LLC | IPP | Syncarpha Northbridge I Hybrid | MA | 62977 | SYN1S | 5 | Solar Photovoltaic | SUN | PV | (V) Under construction, more than 50 percent complete | 5
2020 | 11 | 62826 | Syncarpha Puddon I, LLC | IPP | Syncarpha Puddon I Hybrid | MA | 62969 | SYP1B | 4 | Batteries | MWH | BA | (U) Under construction, less than or equal to 50 percent complete | 4
2020 | 11 | 62827 | Syncarpha Puddon II, LLC | IPP | Syncarpha Puddon II Hybrid | MA | 62970 | SYP2B | 4 | Batteries | MWH | BA | (U) Under construction, less than or equal to 50 percent complete | 4
2020 | 11 | 62978 | USS Water City Solar LLC | IPP | USS Water City Solar LLC CSG | MN | 63220 | WTRCY | 1 | Solar Photovoltaic | SUN | PV | (P) Planned for installation, but regulatory approvals not initiated | 1
2020 | 11 | 62977 | USS Water Fowl Solar LLC | IPP | USS Water Fowl Solar LLC CSG | MN | 63219 | WTRFL | 1 | Solar Photovoltaic | SUN | PV | (P) Planned for installation, but regulatory approvals not initiated | 1
2020 | 11 | 62976 | USS Water Town Solar LLC | IPP | USS Water Town Solar LLC CSG | MN | 63218 | WTRTN | 1 | Solar Photovoltaic | SUN | PV | (P) Planned for installation, but regulatory approvals not initiated | 1
2020 | 12 | 62685 | 10 Briggs Solar NG, LLC | IPP | 10 Briggs Solar NG, LLC (East) | RI | 62781 | 02818 | 5 | Solar Photovoltaic | SUN | PV | (T) Regulatory approvals received. Not under construction | 5
2020 | 12 | 63190 | 1009 Yadkin Solar, LLC | IPP | 1009 Yadkin Solar | NC | 63445 | 1009 | 4.9 | Solar Photovoltaic | SUN | PV | (P) Planned for installation, but regulatory approvals not initiated | 4.9
2020 | 12 | 62006 | 7X Energy, Inc. | IPP | Taygete Energy Project LLC | TX | 62483 | PV1 | 255 | Solar Photovoltaic | SUN | PV | (U) Under construction, less than or equal to 50 percent complete | 255
2020 | 12 | 62984 | AC Power 2 LLC | IPP | AC Power 2 | NJ | 63196 | ACP2 | 3.8 | Solar Photovoltaic | SUN | PV | (L) Regulatory approvals pending. Not under construction | 3.8
2020 | 12 | 57416 | Acciona Energy USA Global, LLC | IPP | La Chalupa, LLC | TX | 63624 | LC | 198.5 | Onshore Wind Turbine | WND | WT | (U) Under construction, less than or equal to 50 percent complete | 198.5
2020 | 12 | 62981 | Aero Haven Solar LLC | IPP | Aero Haven Solar | NJ | 63195 | ACP3 | 5 | Solar Photovoltaic | SUN | PV | (T) Regulatory approvals received. Not under construction | 5
2020 | 12 | 62627 | Alchemy Renewable Energy | IPP | Twittys Creek Solar, LLC | VA | 63077 | VATC | 13.8 | Solar Photovoltaic | SUN | PV | (L) Regulatory approvals pending. Not under construction | 13.8
2020 | 12 | 59496 | Allete Clean Energy | IPP | Diamond Spring, LLC | OK | 63327 | 46001 | 303 | Onshore Wind Turbine | WND | WT | (V) Under construction, more than 50 percent complete | 303
2020 | 12 | 62119 | Antelope Expansion 3A, LLC | IPP | Antelope Expansion 3A | CA | 62673 | ANX3A | 15 | Solar Photovoltaic | SUN | PV | (P) Planned for installation, but regulatory approvals not initiated | 15
2020 | 12 | 62118 | Antelope Expansion 3B, LLC | IPP | Antelope Expansion 3B | CA | 62674 | ANX3B | 5 | Solar Photovoltaic | SUN | PV | (P) Planned for installation, but regulatory approvals not initiated | 5
2020 | 12 | 61949 | Assembly Solar I, LLC | IPP | Assembly Solar Project | MI | 62422 | ASP01 | 50 | Solar Photovoltaic | SUN | PV | (U) Under construction, less than or equal to 50 percent complete | 50
2020 | 12 | 63021 | Aurora Wind Project, LLC | IPP | Aurora Wind Project | ND | 63258 | AURWP | 298.8 | Onshore Wind Turbine | WND | WT | (V) Under construction, more than 50 percent complete | 298.8
2020 | 12 | 15399 | Avangrid Renewables LLC | IPP | La Joya NM | NM | 61044 | WT1 | 306.2 | Onshore Wind Turbine | WND | WT | (U) Under construction, less than or equal to 50 percent complete | 306.2
2020 | 12 | 15399 | Avangrid Renewables LLC | IPP | Roaring Brook, LLC | NY | 61041 | WT1 | 78 | Onshore Wind Turbine | WND | WT | (U) Under construction, less than or equal to 50 percent complete | 78
2020 | 12 | 15399 | Avangrid Renewables LLC | IPP | Tatanka Ridge | SD | 61046 | WT1 | 154 | Onshore Wind Turbine | WND | WT | (V) Under construction, more than 50 percent complete | 154
2020 | 12 | 60368 | BRE NC Solar 4, LLC | IPP | BRE NC Solar 4 | NC | 60628 | BEAM4 | 5 | Solar Photovoltaic | SUN | PV | (L) Regulatory approvals pending. Not under construction | 5
2020 | 12 | 62680 | BT Coniglio Solar LLC | IPP | Coniglio Solar | TX | 62772 | BTCON | 123.6 | Solar Photovoltaic | SUN | PV | (P) Planned for installation, but regulatory approvals not initiated | 123.6
2020 | 12 | 62681 | BT Cooke Solar, LLC | IPP | Rippey Solar | TX | 62773 | BTCOO | 59 | Solar Photovoltaic | SUN | PV | (P) Planned for installation, but regulatory approvals not initiated | 59
2020 | 12 | 62682 | BT Kellam Solar LLC | IPP | Kellam Solar | TX | 62774 | BTKEL | 59 | Solar Photovoltaic | SUN | PV | (P) Planned for installation, but regulatory approvals not initiated | 59
2020 | 12 | 56771 | Black Hills Service Company LLC | Electric Utility | Corriedale Wind Energy | WY | 63436 | WTG | 52.5 | Onshore Wind Turbine | WND | WT | (U) Under construction, less than or equal to 50 percent complete | 52.5
2020 | 12 | 63116 | Bluebell Solar II, LLC | IPP | Bluebell Solar II | TX | 63351 | BBS2 | 115 | Solar Photovoltaic | SUN | PV | (U) Under construction, less than or equal to 50 percent complete | 115
2020 | 12 | 59845 | Blythe Solar IV, LLC | IPP | Blythe Solar IV, LLC | CA | 60095 | BLS4A | 68.7 | Solar Photovoltaic | SUN | PV | (U) Under construction, less than or equal to 50 percent complete | 68.7
2020 | 12 | 59845 | Blythe Solar IV, LLC | IPP | Blythe Solar IV, LLC | CA | 60095 | BLS4B | 68.7 | Solar Photovoltaic | SUN | PV | (U) Under construction, less than or equal to 50 percent complete | 68.7
2020 | 12 | 60816 | Boston Medical Center | Commercial | Boston Medical Center CHP Plant | MA | 61186 | BATT | 1 | Batteries | MWH | BA | (U) Under construction, less than or equal to 50 percent complete | 1
2020 | 12 | 62995 | Broad Mountain Power LLC | IPP | Broad Mountain Wind Project | PA | 63210 | BROAD | 80 | Onshore Wind Turbine | WND | WT | (U) Under construction, less than or equal to 50 percent complete | 80
2020 | 12 | 62718 | Broad River Solar, LLC | IPP | Broad River Solar, LLC | NC | 62822 | GEN1 | 50 | Solar Photovoltaic | SUN | PV | (P) Planned for installation, but regulatory approvals not initiated | 50
2020 | 12 | 63295 | Brooten CSG1 LLC | IPP | Brooten CSG1, LLC | MN | 63593 | SC | 1 | Solar Photovoltaic | SUN | PV | (U) Under construction, less than or equal to 50 percent complete | 1
2020 | 12 | 63296 | Buffalo Lake CSG1 LLC | IPP | Buffalo Lake CSG1, LLC | MN | 63594 | SC | 1 | Solar Photovoltaic | SUN | PV | (U) Under construction, less than or equal to 50 percent complete | 1
2020 | 12 | 60714 | Burke Wind LLC | IPP | Burke Wind, LLC | ND | 61100 | GE23 | 199.4 | Onshore Wind Turbine | WND | WT | (L) Regulatory approvals pending. Not under construction | 199.4
2020 | 12 | 59365 | Capital Power Corporation | IPP | Nolin Hills Wind, LLC | OR | 60070 | GEN | 350 | Onshore Wind Turbine | WND | WT | (L) Regulatory approvals pending. Not under construction | 350
2020 | 12 | 62872 | Carolina Lily Solar, LLC | IPP | Carolina Lily Solar | NC | 63016 | 1096 | 5 | Solar Photovoltaic | SUN | PV | (L) Regulatory approvals pending. Not under construction | 5
2020 | 12 | 63495 | Centerfield Cooper Solar, LLC | IPP | Centerfield Cooper Solar, LLC | SC | 63810 | PGR24 | 75 | Solar Photovoltaic | SUN | PV | (T) Regulatory approvals received. Not under construction | 75
2020 | 12 | 61817 | Collard Holdings, LLC | IPP | Collard Holdings Solar | NC | 62317 | PV | 10 | Solar Photovoltaic | SUN | PV | (L) Regulatory approvals pending. Not under construction | 10
2020 | 12 | 62705 | Concho Bluff LLC | IPP | Greasewood | TX | 62804 | GREA1 | 255 | Solar Photovoltaic | SUN | PV | (U) Under construction, less than or equal to 50 percent complete | 255
2020 | 12 | 4226 | Consolidated Edison Co-NY Inc | Electric Utility | 98th Street Battery Storage Station | NY | 62839 | ESS98 | 1.8 | Batteries | MWH | BA | (V) Under construction, more than 50 percent complete | 2
2020 | 12 | 57365 | Consolidated Edison Solutions Inc | IPP | CES Marbletown Solar | NY | 63729 | MT1 | 3 | Solar Photovoltaic | SUN | PV | (T) Regulatory approvals received. Not under construction | 3
2020 | 12 | 4254 | Consumers Energy Co | Electric Utility | Crescent Wind Park | MI | 63686 | GFWP | 150 | Onshore Wind Turbine | WND | WT | (U) Under construction, less than or equal to 50 percent complete | 150
2020 | 12 | 4254 | Consumers Energy Co | Electric Utility | Gratiot Farms Wind Project | MI | 63687 | CWP | 150 | Onshore Wind Turbine | WND | WT | (U) Under construction, less than or equal to 50 percent complete | 150
2020 | 12 | 61978 | Convergent Energy and Power LP | IPP | Henrietta D Energy Storage LLC | CA | 60641 | HDES1 | 10 | Batteries | MWH | BA | (L) Regulatory approvals pending. Not under construction | 10
2020 | 12 | 62802 | Cove Mountain Solar LLC | IPP | Cove Mountain Solar | UT | 62469 | GEN01 | 58 | Solar Photovoltaic | SUN | PV | (U) Under construction, less than or equal to 50 percent complete | 58
2020 | 12 | 61060 | Cypress Creek Renewables | IPP | Jester Solar | NC | 60290 | PV1 | 4.9 | Solar Photovoltaic | SUN | PV | (L) Regulatory approvals pending. Not under construction | 5
2020 | 12 | 61302 | Depot Solar Center, LLC | IPP | Depot Solar Center, LLC | VA | 61691 | DEPOT | 15 | Solar Photovoltaic | SUN | PV | (P) Planned for installation, but regulatory approvals not initiated | 15
2020 | 12 | 61709 | Desert Harvest, LLC | IPP | Desert Harvest, LLC | CA | 62177 | DH001 | 150 | Solar Photovoltaic | SUN | PV | (U) Under construction, less than or equal to 50 percent complete | 150
2020 | 12 | 5248 | Dominion Energy Inc | Electric Utility | Greensville Solar | VA | 63745 | GVSO | 80 | Solar Photovoltaic | SUN | PV | (L) Regulatory approvals pending. Not under construction | 80
2020 | 12 | 5248 | Dominion Energy Inc | Electric Utility | Sadler Solar | VA | 62814 | SADL | 100 | Solar Photovoltaic | SUN | PV | (U) Under construction, less than or equal to 50 percent complete | 100
2020 | 12 | 5416 | Duke Energy Carolinas, LLC | Electric Utility | Gaston Solar Power Plant | NC | 62669 | PV1 | 25 | Solar Photovoltaic | SUN | PV | (T) Regulatory approvals received. Not under construction | 25
2020 | 12 | 5416 | Duke Energy Carolinas, LLC | Electric Utility | Maiden Creek Solar Power Plant | NC | 62668 | PV1 | 69.3 | Solar Photovoltaic | SUN | PV | (T) Regulatory approvals received. Not under construction | 69.3
2020 | 12 | 54802 | Dynegy -Moss Landing LLC | IPP | Dynegy Moss Landing Power Plant | CA | 260 | BAT1 | 300 | Batteries | MWH | BA | (L) Regulatory approvals pending. Not under construction | 300
2020 | 12 | 61785 | EDP Renewables North America LLC | IPP | Crossing Trails Wind Farm | CO | 62489 | GEN1 | 104 | Onshore Wind Turbine | WND | WT | (U) Under construction, less than or equal to 50 percent complete | 104
2020 | 12 | 61785 | EDP Renewables North America LLC | IPP | Headwaters Wind Farm II LLC | IN | 62592 | HWII | 200 | Onshore Wind Turbine | WND | WT | (L) Regulatory approvals pending. Not under construction | 200
2020 | 12 | 62667 | East Line Solar, LLC | IPP | East Line Solar | AZ | 62899 | EASTL | 100 | Solar Photovoltaic | SUN | PV | (L) Regulatory approvals pending. Not under construction | 100
2020 | 12 | 58970 | Ecoplexus, Inc | IPP | Boykin PV1 | NC | 59996 | BOYK1 | 17 | Solar Photovoltaic | SUN | PV | (L) Regulatory approvals pending. Not under construction | 17
2020 | 12 | 58970 | Ecoplexus, Inc | IPP | E Nash PV1 | NC | 60002 | NASH1 | 20 | Solar Photovoltaic | SUN | PV | (L) Regulatory approvals pending. Not under construction | 20
2020 | 12 | 58135 | Ecos Energy LLC | IPP | Weybridge 1 Solar | VT | 61038 | WEY1 | 3 | Solar Photovoltaic | SUN | PV | (P) Planned for installation, but regulatory approvals not initiated | 3
2020 | 12 | 5860 | Empire District Electric Co | Electric Utility | Kings Point Wind Energy Center | MO | 62475 | KPW1 | 149.4 | Onshore Wind Turbine | WND | WT | (U) Under construction, less than or equal to 50 percent complete | 149.4
2020 | 12 | 5860 | Empire District Electric Co | Electric Utility | Neosho Ridge Wind Energy Center | KS | 62481 | NRW1 | 301 | Onshore Wind Turbine | WND | WT | (V) Under construction, more than 50 percent complete | 301
2020 | 12 | 5860 | Empire District Electric Co | Electric Utility | North Fork Ridge Wind Energy Center | MO | 62478 | NFRW1 | 149.4 | Onshore Wind Turbine | WND | WT | (V) Under construction, more than 50 percent complete | 149.4
2020 | 12 | 60496 | Enerparc Inc. | IPP | Neenach Solar Center | CA | 60826 | ECA03 | 1.5 | Solar Photovoltaic | SUN | PV | (P) Planned for installation, but regulatory approvals not initiated | 1.5
2020 | 12 | 60496 | Enerparc Inc. | IPP | Pawcatuck Solar Center, LLC | CT | 62318 | PAWCA | 15 | Solar Photovoltaic | SUN | PV | (P) Planned for installation, but regulatory approvals not initiated | 15
2020 | 12 | 56201 | Engie North America | IPP | Dakota Range III Wind Project | SD | 63102 | WTG | 151.2 | Onshore Wind Turbine | WND | WT | (U) Under construction, less than or equal to 50 percent complete | 151.2
2020 | 12 | 56201 | Engie North America | IPP | Las Lomas Wind Project | TX | 63101 | WTG | 201.6 | Onshore Wind Turbine | WND | WT | (U) Under construction, less than or equal to 50 percent complete | 201.6
2020 | 12 | 59497 | Eversource | IPP | Martha's Vineyard Community Battery | MA | 62605 | MVESS | 4.9 | Batteries | MWH | BA | (L) Regulatory approvals pending. Not under construction | 4.9
2020 | 12 | 59497 | Eversource | IPP | Outer Cape Community Battery | MA | 62604 | OCESS | 25 | Batteries | MWH | BA | (L) Regulatory approvals pending. Not under construction | 25
2020 | 12 | 56615 | First Solar Project Development | IPP | American Kings Solar, LLC | CA | 60777 | GEN01 | 128 | Solar Photovoltaic | SUN | PV | (U) Under construction, less than or equal to 50 percent complete | 128
2020 | 12 | 56625 | Flat Water Wind Farm LLC | IPP | Flat Water Wind Farm LLC | NE | 57283 | WTG2 | 6.9 | Onshore Wind Turbine | WND | WT | (P) Planned for installation, but regulatory approvals not initiated | 6.9
2020 | 12 | 63345 | Flodquist Community Solar LLC | IPP | Flodquist Community Solar LLC | MN | 63650 | TC3 | 1 | Solar Photovoltaic | SUN | PV | (U) Under construction, less than or equal to 50 percent complete | 1
2020 | 12 | 6452 | Florida Power & Light Co | Electric Utility | Egret Solar Center | FL | 62925 | 1 | 74.5 | Solar Photovoltaic | SUN | PV | (U) Under construction, less than or equal to 50 percent complete | 74.5
2020 | 12 | 6452 | Florida Power & Light Co | Electric Utility | Lakeside Solar Center | FL | 62922 | 1 | 74.5 | Solar Photovoltaic | SUN | PV | (U) Under construction, less than or equal to 50 percent complete | 74.5
2020 | 12 | 6452 | Florida Power & Light Co | Electric Utility | Magnolia Springs Solar Center | FL | 62915 | 1 | 74.5 | Solar Photovoltaic | SUN | PV | (U) Under construction, less than or equal to 50 percent complete | 74.5
2020 | 12 | 6452 | Florida Power & Light Co | Electric Utility | Nassau Solar Center | FL | 62914 | 1 | 74.5 | Solar Photovoltaic | SUN | PV | (U) Under construction, less than or equal to 50 percent complete | 74.5
2020 | 12 | 6452 | Florida Power & Light Co | Electric Utility | Trailside Solar Center | FL | 62916 | 1 | 74.5 | Solar Photovoltaic | SUN | PV | (U) Under construction, less than or equal to 50 percent complete | 74.5
2020 | 12 | 6452 | Florida Power & Light Co | Electric Utility | Union Springs Solar Center | FL | 62923 | 1 | 74.5 | Solar Photovoltaic | SUN | PV | (U) Under construction, less than or equal to 50 percent complete | 74.5
2020 | 12 | 62856 | Forefront Power, LLC | IPP | DGS Central California Womens Facility | CA | 63419 | 1122 | 2 | Solar Photovoltaic | SUN | PV | (U) Under construction, less than or equal to 50 percent complete | 2
2020 | 12 | 7140 | Georgia Power Co | Electric Utility | Robins Air Force Base Solar | GA | 61648 | 1 | 139 | Solar Photovoltaic | SUN | PV | (V) Under construction, more than 50 percent complete | 139
2020 | 12 | 62759 | Geronimo Energy | IPP | Bingham Solar, LLC | MI | 63321 | BINGH | 20 | Solar Photovoltaic | SUN | PV | (T) Regulatory approvals received. Not under construction | 20
2020 | 12 | 62759 | Geronimo Energy | IPP | Temperance Solar, LLC | MI | 63322 | TEMPR | 20 | Solar Photovoltaic | SUN | PV | (T) Regulatory approvals received. Not under construction | 20
2020 | 12 | 63108 | Granby Solar, LLC | IPP | Granby Solar, LLC | MA | 63338 | 4787 | 3 | Solar Photovoltaic | SUN | PV | (T) Regulatory approvals received. Not under construction | 3
2020 | 12 | 60195 | Groton Station Fuel Cell, LLC | IPP | Naval Sub Base New London Fuel Cell | CT | 61743 | MMH2 | 3.7 | Other Natural Gas | NG | FC | (V) Under construction, more than 50 percent complete | 3.7
2020 | 12 | 61594 | Highlander Solar Station 1 LLC | IPP | Highlander Solar Station 1 | VA | 62014 | HLND1 | 165 | Solar Photovoltaic | SUN | PV | (U) Under construction, less than or equal to 50 percent complete | 165
2020 | 12 | 61697 | Hillcrest Solar I, LLC | IPP | Hillcrest Solar | OH | 62200 | HILLC | 200 | Solar Photovoltaic | SUN | PV | (U) Under construction, less than or equal to 50 percent complete | 200
2020 | 12 | 61001 | Hu Honua Bioenergy, LLC | IPP | Hu Honua Bioenergy Facility | HI | 61364 | HHB | 32 | Other Waste Biomass | OBS | ST | (V) Under construction, more than 50 percent complete | 36
2020 | 12 | 62134 | Hunter Solar LLC | IPP | Hunter Solar LLC | UT | 62656 | HUSOL | 100 | Solar Photovoltaic | SUN | PV | (U) Under construction, less than or equal to 50 percent complete | 100
2020 | 12 | 61853 | Innogy Renewables US LLC | IPP | Cassadaga Wind Farm | NY | 58777 | 1 | 126 | Onshore Wind Turbine | WND | WT | (L) Regulatory approvals pending. Not under construction | 126
2020 | 12 | 61853 | Innogy Renewables US LLC | IPP | Coyote Crest Wind Farm | WA | 58778 | 1 | 127.5 | Onshore Wind Turbine | WND | WT | (L) Regulatory approvals pending. Not under construction | 127.5
2020 | 12 | 61853 | Innogy Renewables US LLC | IPP | Horse Thief Wind Project, LLC | MT | 59758 | 1 | 80 | Onshore Wind Turbine | WND | WT | (L) Regulatory approvals pending. Not under construction | 80
2020 | 12 | 61853 | Innogy Renewables US LLC | IPP | Mason Dixon Wind Farm | PA | 60212 | 1 | 79.9 | Onshore Wind Turbine | WND | WT | (L) Regulatory approvals pending. Not under construction | 79.9
2020 | 12 | 61853 | Innogy Renewables US LLC | IPP | Mud Springs Wind Project, LLC | MT | 59756 | 1 | 80 | Onshore Wind Turbine | WND | WT | (L) Regulatory approvals pending. Not under construction | 80
2020 | 12 | 61853 | Innogy Renewables US LLC | IPP | Pryor Caves Wind Project, LLC | MT | 59757 | 1 | 80 | Onshore Wind Turbine | WND | WT | (L) Regulatory approvals pending. Not under construction | 80
2020 | 12 | 49893 | Invenergy Services LLC | IPP | Deuel Harvest Wind Energy LLC | SD | 62943 | GEN1 | 300 | Onshore Wind Turbine | WND | WT | (U) Under construction, less than or equal to 50 percent complete | 300
2020 | 12 | 49893 | Invenergy Services LLC | IPP | Hardin Solar Energy LLC | OH | 63029 | GEN1 | 150 | Solar Photovoltaic | SUN | PV | (P) Planned for installation, but regulatory approvals not initiated | 150
2020 | 12 | 49893 | Invenergy Services LLC | IPP | Sundance Wind Project, LLC | OK | 63489 | GEN1 | 199 | Onshore Wind Turbine | WND | WT | (U) Under construction, less than or equal to 50 percent complete | 199
2020 | 12 | 49893 | Invenergy Services LLC | IPP | Thunderhead Wind Energy LLC | NE | 62956 | GEN1 | 300 | Onshore Wind Turbine | WND | WT | (U) Under construction, less than or equal to 50 percent complete | 300
2020 | 12 | 49893 | Invenergy Services LLC | IPP | Traverse Wind Project, LLC | OK | 63479 | GEN1 | 999 | Onshore Wind Turbine | WND | WT | (U) Under construction, less than or equal to 50 percent complete | 999
2020 | 12 | 62883 | Kruger Energy Hertford, LLC | IPP | Kruger Energy Hertford, LLC | NC | 63024 | KEH | 10 | Solar Photovoltaic | SUN | PV | (T) Regulatory approvals received. Not under construction | 10
2020 | 12 | 59195 | Landfill Energy Systems | IPP | Zimmerman Energy | IN | 59425 | ZE#4 | 1.4 | Landfill Gas | LFG | IC | (T) Regulatory approvals received. Not under construction | 1.6
2020 | 12 | 50123 | Leeward Asset Management, LLC | IPP | Lone Tree Wind, LLC | IL | 63251 | LTW | 79 | Onshore Wind Turbine | WND | WT | (U) Under construction, less than or equal to 50 percent complete | 79
2020 | 12 | 62842 | Lightsource Renewable Energy Asset Management, LLC | IPP | Impact Solar 1 | TX | 63222 | TXIM1 | 198.5 | Solar Photovoltaic | SUN | PV | (U) Under construction, less than or equal to 50 percent complete | 198.5
2020 | 12 | 62661 | Lock 12 Hydro Partners, LLC | IPP | Ravenna Hydroelectric Project | KY | 62747 | 1 | 0.5 | Conventional Hydroelectric | WAT | HY | (V) Under construction, more than 50 percent complete | 0.5
2020 | 12 | 62661 | Lock 12 Hydro Partners, LLC | IPP | Ravenna Hydroelectric Project | KY | 62747 | 2 | 0.5 | Conventional Hydroelectric | WAT | HY | (V) Under construction, more than 50 percent complete | 0.5
2020 | 12 | 62661 | Lock 12 Hydro Partners, LLC | IPP | Ravenna Hydroelectric Project | KY | 62747 | 3 | 0.5 | Conventional Hydroelectric | WAT | HY | (V) Under construction, more than 50 percent complete | 0.5
2020 | 12 | 62661 | Lock 12 Hydro Partners, LLC | IPP | Ravenna Hydroelectric Project | KY | 62747 | 4 | 0.5 | Conventional Hydroelectric | WAT | HY | (V) Under construction, more than 50 percent complete | 0.5
2020 | 12 | 62661 | Lock 12 Hydro Partners, LLC | IPP | Ravenna Hydroelectric Project | KY | 62747 | 5 | 0.5 | Conventional Hydroelectric | WAT | HY | (V) Under construction, more than 50 percent complete | 0.5
2020 | 12 | 61219 | Longroad Energy Services LLC | IPP | Little Bear 3 | CA | 62463 | GEN01 | 20 | Solar Photovoltaic | SUN | PV | (U) Under construction, less than or equal to 50 percent complete | 20
2020 | 12 | 61219 | Longroad Energy Services LLC | IPP | Little Bear 4 | CA | 62464 | GEN01 | 50 | Solar Photovoltaic | SUN | PV | (U) Under construction, less than or equal to 50 percent complete | 50
2020 | 12 | 61219 | Longroad Energy Services LLC | IPP | Little Bear 5 | CA | 62465 | GEN01 | 50 | Solar Photovoltaic | SUN | PV | (U) Under construction, less than or equal to 50 percent complete | 50
2020 | 12 | 61219 | Longroad Energy Services LLC | IPP | Little Bear Solar 1, LLC | CA | 59870 | GEN01 | 40 | Solar Photovoltaic | SUN | PV | (U) Under construction, less than or equal to 50 percent complete | 40
2020 | 12 | 63300 | Lowry CSG2 LLC | IPP | Lowry CSG2, LLC | MN | 63595 | SC | 1 | Solar Photovoltaic | SUN | PV | (U) Under construction, less than or equal to 50 percent complete | 1
2020 | 12 | 62721 | Maryneal Windpower, LLC | IPP | Maryneal Windpower | TX | 62836 | MNW | 182.4 | Onshore Wind Turbine | WND | WT | (T) Regulatory approvals received. Not under construction | 182.4
2020 | 12 | 61710 | Maverick Solar, LLC | IPP | Maverick Solar, LLC | CA | 62178 | MAV01 | 225 | Solar Photovoltaic | SUN | PV | (U) Under construction, less than or equal to 50 percent complete | 225
2020 | 12 | 12119 | McGrath Light & Power Co | Electric Utility | McGrath | AK | 6555 | 11 | 0.4 | Petroleum Liquids | DFO | IC | (L) Regulatory approvals pending. Not under construction | 0.4
2020 | 12 | 12119 | McGrath Light & Power Co | Electric Utility | McGrath | AK | 6555 | 12 | 0.4 | Petroleum Liquids | DFO | IC | (L) Regulatory approvals pending. Not under construction | 0.4
2020 | 12 | 12119 | McGrath Light & Power Co | Electric Utility | McGrath | AK | 6555 | 13 | 0.4 | Petroleum Liquids | DFO | IC | (L) Regulatory approvals pending. Not under construction | 0.4
2020 | 12 | 12119 | McGrath Light & Power Co | Electric Utility | McGrath | AK | 6555 | 14 | 0.4 | Petroleum Liquids | DFO | IC | (P) Planned for installation, but regulatory approvals not initiated | 0.4
2020 | 12 | 12341 | MidAmerican Energy Co | Electric Utility | Contrail Wind Farm | IA | 63639 | COWF | 112.4 | Onshore Wind Turbine | WND | WT | (U) Under construction, less than or equal to 50 percent complete | 112.4
2020 | 12 | 12341 | MidAmerican Energy Co | Electric Utility | Diamond Trail Wind Farm | IA | 63641 | DTWF | 252.5 | Onshore Wind Turbine | WND | WT | (U) Under construction, less than or equal to 50 percent complete | 252.5
2020 | 12 | 12341 | MidAmerican Energy Co | Electric Utility | Palo Alto Wind Farm | IA | 63053 | PAWF2 | 90 | Onshore Wind Turbine | WND | WT | (U) Under construction, less than or equal to 50 percent complete | 90
2020 | 12 | 12341 | MidAmerican Energy Co | Electric Utility | Southern Hills Wind Farm | IA | 63640 | SHWF | 254.1 | Onshore Wind Turbine | WND | WT | (U) Under construction, less than or equal to 50 percent complete | 254.1
2020 | 12 | 62916 | Mohave County Wind Farm | IPP | Mohave County Wind Farm | AZ | 63114 | MCWF | 350 | Onshore Wind Turbine | WND | WT | (T) Regulatory approvals received. Not under construction | 350
2020 | 12 | 60018 | NET Power, LLC | IPP | NET Power La Porte Station | TX | 60910 | NPLPS | 25.5 | Natural Gas Fired Combustion Turbine | NG | GT | (TS) Construction complete, but not yet in commercial operation | 25.5
2020 | 12 | 15296 | New York Power Authority | Electric Utility | Willis Battery Storage | NY | 63238 | WB1 | 20 | Batteries | MWH | BA | (P) Planned for installation, but regulatory approvals not initiated | 20
2020 | 12 | 13781 | Northern States Power Co - Minnesota | IPP | Blazing Star 2 Wind Farm | MN | 61650 | BLZS2 | 200 | Onshore Wind Turbine | WND | WT | (U) Under construction, less than or equal to 50 percent complete | 200
2020 | 12 | 63294 | Nutmeg Solar LLC | IPP | Nutmeg Solar | CT | 63592 | NUTMG | 19.6 | Solar Photovoltaic | SUN | PV | (U) Under construction, less than or equal to 50 percent complete | 19.6
2020 | 12 | 63473 | Odom Solar, LLC | IPP | SR Odom | GA | 63814 | ODOM | 20 | Solar Photovoltaic | SUN | PV | (U) Under construction, less than or equal to 50 percent complete | 20
2020 | 12 | 14232 | Otter Tail Power Co | Electric Utility | Astoria Station | SD | 61144 | 1 | 245.5 | Natural Gas Fired Combustion Turbine | NG | GT | (V) Under construction, more than 50 percent complete | 349
2020 | 12 | 63279 | Outlaw Wind Project LLC | IPP | Outlaw Wind Project LLC | MO | 63574 | GEN1 | 298.6 | Onshore Wind Turbine | WND | WT | (U) Under construction, less than or equal to 50 percent complete | 298.6
2020 | 12 | 63301 | Paynesville CSG1 LLC | IPP | Paynesville CSG1, LLC | MN | 63596 | SC | 1 | Solar Photovoltaic | SUN | PV | (U) Under construction, less than or equal to 50 percent complete | 1
2020 | 12 | 62985 | Pettinos Solar LLC | IPP | Pettinos Solar | NJ | 63197 | ACP4 | 1.2 | Solar Photovoltaic | SUN | PV | (T) Regulatory approvals received. Not under construction | 1.2
2020 | 12 | 63302 | Plato CSG1 LLC | IPP | Plato CSG1, LLC | MN | 63597 | SC | 1 | Solar Photovoltaic | SUN | PV | (U) Under construction, less than or equal to 50 percent complete | 1
2020 | 12 | 62873 | Plott Hound Solar, LLC | IPP | Plott Hound Solar | NC | 63015 | 1088 | 5 | Solar Photovoltaic | SUN | PV | (L) Regulatory approvals pending. Not under construction | 5
2020 | 12 | 15248 | Portland General Electric Co | Electric Utility | Faraday | OR | 3045 | 7 | 9 | Conventional Hydroelectric | WAT | HY | (U) Under construction, less than or equal to 50 percent complete | 9
2020 | 12 | 15248 | Portland General Electric Co | Electric Utility | Faraday | OR | 3045 | 8 | 9 | Conventional Hydroelectric | WAT | HY | (U) Under construction, less than or equal to 50 percent complete | 9
2020 | 12 | 60982 | RE Maplewood LLC | IPP | RE Maplewood | TX | 61346 | PV1 | 250 | Solar Photovoltaic | SUN | PV | (P) Planned for installation, but regulatory approvals not initiated | 250
2020 | 12 | 62780 | RE Slate LLC | IPP | Slate | CA | 63727 | SLATE | 300 | Solar Photovoltaic | SUN | PV | (L) Regulatory approvals pending. Not under construction | 300
2020 | 12 | 56215 | RWE Renewables Americas LLC | IPP | Boiling Springs Wind Farm | OK | 62871 | BGSPS | 148.4 | Onshore Wind Turbine | WND | WT | (U) Under construction, less than or equal to 50 percent complete | 148.4
2020 | 12 | 56215 | RWE Renewables Americas LLC | IPP | West Raymond Wind Farm LLC | TX | 62855 | WRAYM | 239.8 | Onshore Wind Turbine | WND | WT | (U) Under construction, less than or equal to 50 percent complete | 239.8
2020 | 12 | 63141 | Rancho Seco Solar II, LLC | IPP | Rancho Seco Solar II, LLC | CA | 63387 | RSS2 | 160 | Solar Photovoltaic | SUN | PV | (U) Under construction, less than or equal to 50 percent complete | 160
2020 | 12 | 62871 | Ray Wilson Solar, LLC | IPP | Ray Wilson Solar | NC | 63017 | 1090 | 5 | Solar Photovoltaic | SUN | PV | (L) Regulatory approvals pending. Not under construction | 5
2020 | 12 | 61590 | Richmond Spider Solar LLC | IPP | Richmond Spider Solar | VA | 62011 | RMDSS | 20 | Solar Photovoltaic | SUN | PV | (L) Regulatory approvals pending. Not under construction | 20
2020 | 12 | 62761 | Rosewater Wind Farm LLC | IPP | Rosewater Wind Farm | IN | 62891 | ROSEW | 102 | Onshore Wind Turbine | WND | WT | (U) Under construction, less than or equal to 50 percent complete | 102
2020 | 12 | 61624 | SR Snipesville | IPP | Snipesville | GA | 62165 | SNIPE | 61 | Solar Photovoltaic | SUN | PV | (U) Under construction, less than or equal to 50 percent complete | 61
2020 | 12 | 63303 | Sacred Heart CSG1 LLC | IPP | Sacred Heart CSG1, LLC | MN | 63598 | SC | 1 | Solar Photovoltaic | SUN | PV | (U) Under construction, less than or equal to 50 percent complete | 1
2020 | 12 | 63366 | Schueler Community Solar LLC | IPP | Schueler Community Solar | MN | 63658 | TC3 | 1 | Solar Photovoltaic | SUN | PV | (U) Under construction, less than or equal to 50 percent complete | 1
2020 | 12 | 63119 | Scotch Bonnet Solar, LLC | IPP | Scotch Bonnet Solar, LLC | NC | 63345 | PGR07 | 4.5 | Solar Photovoltaic | SUN | PV | (T) Regulatory approvals received. Not under construction | 4.5
2020 | 12 | 59770 | Shorthorn Holdings, LLC | IPP | Shorthorn Holdings | SC | 60028 | PV1 | 15.4 | Solar Photovoltaic | SUN | PV | (L) Regulatory approvals pending. Not under construction | 15.4
2020 | 12 | 63365 | Siems Community Solar LLC | IPP | Siems Solar Project | MN | 63657 | TC3 | 1 | Solar Photovoltaic | SUN | PV | (U) Under construction, less than or equal to 50 percent complete | 1
2020 | 12 | 62146 | Sigurd Solar LLC | IPP | Sigurd Solar LLC | UT | 62666 | SGSOL | 80 | Solar Photovoltaic | SUN | PV | (U) Under construction, less than or equal to 50 percent complete | 80
2020 | 12 | 62023 | Skeleton Creek Energy Center | IPP | Skeleton Creek Energy Center Hybrid | OK | 62494 | SKC | 250 | Onshore Wind Turbine | WND | WT | (OT) Other | 250
2020 | 12 | 63137 | Solar Frontier Americas Development | IPP | Mustang Two | CA | 62015 | M2BAR | 50 | Solar Photovoltaic | SUN | PV | (U) Under construction, less than or equal to 50 percent complete | 50
2020 | 12 | 63137 | Solar Frontier Americas Development | IPP | Mustang Two | CA | 62015 | M2WHI | 100 | Solar Photovoltaic | SUN | PV | (U) Under construction, less than or equal to 50 percent complete | 100
2020 | 12 | 63137 | Solar Frontier Americas Development | IPP | Pioneer Solar (CO), LLC | CO | 61991 | PI-QF | 80 | Solar Photovoltaic | SUN | PV | (U) Under construction, less than or equal to 50 percent complete | 80
2020 | 12 | 17609 | Southern California Edison Co | Electric Utility | Cadillac Battery Energy Storage Facility | CA | 63326 | CAD1 | 3.5 | Batteries | MWH | BA | (T) Regulatory approvals received. Not under construction | 3.5
2020 | 12 | 17609 | Southern California Edison Co | Electric Utility | DESI-1 Battery Energy Storage Facility | CA | 60699 | DESI1 | 2.4 | Batteries | MWH | BA | (TS) Construction complete, but not yet in commercial operation | 2.4
2020 | 12 | 17609 | Southern California Edison Co | Electric Utility | DESI-2 Battery Storage Facility | CA | 62460 | DESI2 | 1.4 | Batteries | MWH | BA | (TS) Construction complete, but not yet in commercial operation | 1.4
2020 | 12 | 17609 | Southern California Edison Co | Electric Utility | Yorktown Battery Energy Storage Facility | CA | 63325 | YORK1 | 3 | Batteries | MWH | BA | (T) Regulatory approvals received. Not under construction | 3
2020 | 12 | 17718 | Southwestern Public Service Co | Electric Utility | Sagamore Wind | NM | 63578 | SWF01 | 522 | Onshore Wind Turbine | WND | WT | (U) Under construction, less than or equal to 50 percent complete | 522
2020 | 12 | 62717 | Speedway Solar NC, LLC | IPP | Speedway Solar NC, LLC | NC | 62821 | GEN1 | 22.6 | Solar Photovoltaic | SUN | PV | (P) Planned for installation, but regulatory approvals not initiated | 22.6
2020 | 12 | 63395 | Spencer Solar Farm, LLC | IPP | Spencer Solar | MA | 63676 | SPENC | 2.3 | Solar Photovoltaic | SUN | PV | (T) Regulatory approvals received. Not under construction | 2.3
2020 | 12 | 60531 | Standard Solar | IPP | USS Buckaroo Solar LLC CSG | MN | 63153 | BUCKR | 1 | Solar Photovoltaic | SUN | PV | (U) Under construction, less than or equal to 50 percent complete | 1
2020 | 12 | 63304 | Stewart CSG1 LLC | IPP | Stewart CSG1, LLC | MN | 63599 | SC | 1 | Solar Photovoltaic | SUN | PV | (U) Under construction, less than or equal to 50 percent complete | 1
2020 | 12 | 62716 | Stony Knoll Solar, LLC | IPP | Stony Knoll Solar, LLC | NC | 62820 | GEN1 | 22.6 | Solar Photovoltaic | SUN | PV | (P) Planned for installation, but regulatory approvals not initiated | 22.6
2020 | 12 | 63396 | Sturbridge Road Solar Farm, LLC | IPP | Sturbridge Road Solar | MA | 63677 | STURB | 5 | Solar Photovoltaic | SUN | PV | (T) Regulatory approvals received. Not under construction | 5
2020 | 12 | 63106 | Sutton Solar 2, LLC | IPP | Sutton Solar 2, LLC | MA | 63336 | 6004 | 1 | Solar Photovoltaic | SUN | PV | (T) Regulatory approvals received. Not under construction | 1
2020 | 12 | 62824 | Syncarpha Northbridge I, LLC | IPP | Syncarpha Northbridge I Hybrid | MA | 62977 | SYN1B | 4 | Batteries | MWH | BA | (U) Under construction, less than or equal to 50 percent complete | 4
2020 | 12 | 61954 | Techren Solar V LLC | IPP | Techren Solar V | NV | 62440 | TECH5 | 50 | Solar Photovoltaic | SUN | PV | (U) Under construction, less than or equal to 50 percent complete | 50
2020 | 12 | 63224 | Tehachapi Plains Wind, LLC | IPP | Point Wind | CA | 63482 | PW1 | 64.5 | Onshore Wind Turbine | WND | WT | (U) Under construction, less than or equal to 50 percent complete | 64.5
2020 | 12 | 63433 | USS Bluff Country Solar | IPP | USS Bluff Country Solar | MN | 63741 | USBCS | 1 | Solar Photovoltaic | SUN | PV | (U) Under construction, less than or equal to 50 percent complete | 1
2020 | 12 | 63328 | USS Goodrich Solar | IPP | USS Goodrich Solar | IL | 63620 | USGCH | 2 | Solar Photovoltaic | SUN | PV | (P) Planned for installation, but regulatory approvals not initiated | 2
2020 | 12 | 63327 | USS Grandpa Solar | IPP | USS Grandpa Solar | IL | 63619 | USGPA | 1 | Solar Photovoltaic | SUN | PV | (P) Planned for installation, but regulatory approvals not initiated | 1
2020 | 12 | 63436 | USS Hubers Solar LLC | IPP | USS Hubers Solar LLC | MN | 63744 | HUBER | 1 | Solar Photovoltaic | SUN | PV | (U) Under construction, less than or equal to 50 percent complete | 1
2020 | 12 | 62958 | USS Kass Solar LLC | IPP | USS Kass Solar LLC | MN | 63170 | KASS | 1 | Solar Photovoltaic | SUN | PV | (U) Under construction, less than or equal to 50 percent complete | 1
2020 | 12 | 63326 | USS Solar Brick | IPP | USS Solar Brick | IL | 63618 | USBRK | 2 | Solar Photovoltaic | SUN | PV | (P) Planned for installation, but regulatory approvals not initiated | 2
2020 | 12 | 63435 | USS Solar Way LLC | IPP | USS Solar Way LLC | MN | 63743 | SOLWY | 1 | Solar Photovoltaic | SUN | PV | (U) Under construction, less than or equal to 50 percent complete | 1
2020 | 12 | 63329 | USS Sycamore Solar | IPP | USS Sycamore Solar | IL | 63621 | USSYC | 2 | Solar Photovoltaic | SUN | PV | (P) Planned for installation, but regulatory approvals not initiated | 2
2020 | 12 | 63434 | USS Viceroy Solar LLC | IPP | USS Viceroy Solar LLC | MN | 63742 | USVIC | 1 | Solar Photovoltaic | SUN | PV | (U) Under construction, less than or equal to 50 percent complete | 1
2020 | 12 | 19876 | Virginia Electric & Power Co | IPP | Desper Solar | VA | 62730 | 1 | 88.2 | Solar Photovoltaic | SUN | PV | (U) Under construction, less than or equal to 50 percent complete | 88.2
2020 | 12 | 61522 | Viridity Energy Solutions, Inc. | IPP | Vallecito | CA | 62801 | ORN34 | 10 | Batteries | MWH | BA | (U) Under construction, less than or equal to 50 percent complete | 10
2020 | 12 | 63129 | Wapello Solar LLC | IPP | Wapello Solar LLC | IA | 63378 | WAPLO | 100 | Solar Photovoltaic | SUN | PV | (U) Under construction, less than or equal to 50 percent complete | 100
2020 | 12 | 62668 | Wheatridge Wind Energy, LLC | IPP | Wheatridge Hybrid | OR | 62745 | WIND | 300 | Onshore Wind Turbine | WND | WT | (U) Under construction, less than or equal to 50 percent complete | 300
2020 | 12 | 62079 | White Cloud Wind Project, LLC | IPP | White Cloud Wind Project, LLC | MO | 62624 | WTCWF | 236.5 | Onshore Wind Turbine | WND | WT | (U) Under construction, less than or equal to 50 percent complete | 236.5
2020 | 12 | 59316 | Whitetail Solar LLC | IPP | Whitetail Solar | SC | 59569 | PV1 | 10 | Solar Photovoltaic | SUN | PV | (L) Regulatory approvals pending. Not under construction | 10
2020 | 12 | 62635 | Wildcat Creek Wind Farm LLC | IPP | Wildcat Creek Wind Farm LLC | TX | 62715 | WCCWF | 180.1 | Onshore Wind Turbine | WND | WT | (U) Under construction, less than or equal to 50 percent complete | 180.1
2020 | 12 | 20860 | Wisconsin Public Service Corp | Electric Utility | Two Creeks Solar | WI | 63105 | 1 | 150 | Solar Photovoltaic | SUN | PV | (U) Under construction, less than or equal to 50 percent complete | 150
2021 | 1 | 62160 | AES ES Alamitos, LLC | IPP | AES ES ALAMITOS, LLC | CA | 61204 | ALMTS | 100 | Batteries | MWH | BA | (V) Under construction, more than 50 percent complete | 100
2021 | 1 | 62805 | Bluestone Farm Solar, LLC | IPP | Bluestone Solar | VA | 62950 | BLUE1 | 49.9 | Solar Photovoltaic | SUN | PV | (U) Under construction, less than or equal to 50 percent complete | 49.9
2021 | 1 | 59315 | Bradley Farm LLC | IPP | Bradley Farm (Dudley) | NC | 62593 | PV1 | 5 | Solar Photovoltaic | SUN | PV | (P) Planned for installation, but regulatory approvals not initiated | 5
2021 | 1 | 61978 | Convergent Energy and Power LP | IPP | Orange County Energy Storage 2 | CA | 62497 | OCES2 | 9 | Batteries | MWH | BA | (L) Regulatory approvals pending. Not under construction | 9
2021 | 1 | 61978 | Convergent Energy and Power LP | IPP | Orange County Energy Storage 3 | CA | 62499 | OCES3 | 6 | Batteries | MWH | BA | (L) Regulatory approvals pending. Not under construction | 6
2021 | 1 | 6455 | Duke Energy Florida, LLC | Electric Utility | Santa Fe Solar Power Plant | FL | 63517 | PV1 | 42.7 | Solar Photovoltaic | SUN | PV | (T) Regulatory approvals received. Not under construction | 74.9
2021 | 1 | 6455 | Duke Energy Florida, LLC | Electric Utility | Twin Rivers Solar Power Plant | FL | 63518 | PV1 | 42.7 | Solar Photovoltaic | SUN | PV | (U) Under construction, less than or equal to 50 percent complete | 74.9
2021 | 1 | 60195 | Groton Station Fuel Cell, LLC | IPP | Naval Sub Base New London Fuel Cell | CT | 61743 | MMH3 | 3.7 | Other Natural Gas | NG | FC | (V) Under construction, more than 50 percent complete | 3.7
2021 | 1 | 62763 | Hecate Grid, LLC | IPP | Hecate Energy Johanna Facility | CA | 62889 | HEGJF | 20 | Batteries | MWH | BA | (L) Regulatory approvals pending. Not under construction | 20
2021 | 1 | 9234 | Indiana Municipal Power Agency | Electric Utility | Columbia City Solar Park | IN | 62769 | SCOLU | 4.3 | Solar Photovoltaic | SUN | PV | (U) Under construction, less than or equal to 50 percent complete | 4.3
2021 | 1 | 12320 | Merck & Co Inc | Industrial | Elkton | VA | 52148 | GEN6 | 1.2 | Natural Gas Steam Turbine | NG | ST | (U) Under construction, less than or equal to 50 percent complete | 1.2
2021 | 1 | 12320 | Merck & Co Inc | Industrial | Elkton | VA | 52148 | GEN7 | 1.2 | Natural Gas Steam Turbine | NG | ST | (U) Under construction, less than or equal to 50 percent complete | 1.2
2021 | 1 | 12436 | Michigan State University | Commercial | T B Simon Power Plant | MI | 10328 | GEN7 | 9 | Natural Gas Internal Combustion Engine | NG | IC | (V) Under construction, more than 50 percent complete | 9
2021 | 1 | 12436 | Michigan State University | Commercial | T B Simon Power Plant | MI | 10328 | GEN8 | 9 | Natural Gas Internal Combustion Engine | NG | IC | (V) Under construction, more than 50 percent complete | 9
2021 | 1 | 12436 | Michigan State University | Commercial | T B Simon Power Plant | MI | 10328 | GEN9 | 9 | Natural Gas Internal Combustion Engine | NG | IC | (V) Under construction, more than 50 percent complete | 9
2021 | 1 | 60685 | Novel Energy Solutions | IPP | Hayfield Solar I LLC | MN | 63724 | HAYF1 | 1 | Solar Photovoltaic | SUN | PV | (T) Regulatory approvals received. Not under construction | 1
2021 | 1 | 63082 | ProEnergy Services | IPP | HO Clarke Generating | TX | 63335 | CTG-1 | 45.5 | Natural Gas Fired Combustion Turbine | NG | GT | (U) Under construction, less than or equal to 50 percent complete | 60.5
2021 | 1 | 63082 | ProEnergy Services | IPP | HO Clarke Generating | TX | 63335 | CTG-2 | 45.5 | Natural Gas Fired Combustion Turbine | NG | GT | (U) Under construction, less than or equal to 50 percent complete | 60.5
2021 | 1 | 63082 | ProEnergy Services | IPP | HO Clarke Generating | TX | 63335 | CTG-3 | 45.5 | Natural Gas Fired Combustion Turbine | NG | GT | (U) Under construction, less than or equal to 50 percent complete | 60.5
2021 | 1 | 63082 | ProEnergy Services | IPP | HO Clarke Generating | TX | 63335 | CTG-4 | 45.5 | Natural Gas Fired Combustion Turbine | NG | GT | (U) Under construction, less than or equal to 50 percent complete | 60.5
2021 | 1 | 63082 | ProEnergy Services | IPP | HO Clarke Generating | TX | 63335 | CTG-5 | 45.5 | Natural Gas Fired Combustion Turbine | NG | GT | (U) Under construction, less than or equal to 50 percent complete | 60.5
2021 | 1 | 63082 | ProEnergy Services | IPP | HO Clarke Generating | TX | 63335 | CTG-6 | 45.5 | Natural Gas Fired Combustion Turbine | NG | GT | (U) Under construction, less than or equal to 50 percent complete | 60.5
2021 | 1 | 63210 | Saint Solar LLC | IPP | Saint Solar | AZ | 63476 | SAINT | 100 | Solar Photovoltaic | SUN | PV | (P) Planned for installation, but regulatory approvals not initiated | 100
2021 | 1 | 60897 | Salinas Valley Solid Waste Authority | IPP | Crazy Horse Solar Project | CA | 61285 | PV1 | 2 | Solar Photovoltaic | SUN | PV | (P) Planned for installation, but regulatory approvals not initiated | 2
2021 | 1 | 16609 | San Diego Gas & Electric Co | Electric Utility | Top Gun Energy Storage | CA | 61366 | TGES | 30 | Batteries | MWH | BA | (U) Under construction, less than or equal to 50 percent complete | 30
2021 | 1 | 63257 | Solar Carver 1, LLC | IPP | Solar Carver 1 | MA | 63541 | BCRV1 | 2 | Batteries | MWH | BA | (T) Regulatory approvals received. Not under construction | 2
2021 | 1 | 63257 | Solar Carver 1, LLC | IPP | Solar Carver 1 | MA | 63541 | SCRV1 | 2 | Solar Photovoltaic | SUN | PV | (L) Regulatory approvals pending. Not under construction | 2
2021 | 1 | 63243 | Solar Carver 3, LLC | IPP | Solar Carver 3 | MA | 63506 | BCRV3 | 1 | Batteries | MWH | BA | (T) Regulatory approvals received. Not under construction | 1
2021 | 1 | 63243 | Solar Carver 3, LLC | IPP | Solar Carver 3 | MA | 63506 | SCRV3 | 1 | Solar Photovoltaic | SUN | PV | (L) Regulatory approvals pending. Not under construction | 1
2021 | 1 | 60131 | South Field Energy, LLC | IPP | South Field Energy | OH | 60356 | SFECC | 1060 | Natural Gas Fired Combined Cycle | NG | CC | (U) Under construction, less than or equal to 50 percent complete | 1105
2021 | 1 | 18454 | Tampa Electric Co | Electric Utility | Durrance | FL | 63495 | 1 | 60 | Solar Photovoltaic | SUN | PV | (U) Under construction, less than or equal to 50 percent complete | 60
2021 | 1 | 62973 | USS Dot Com Solar LLC | IPP | USS Dot Com Solar LLC CSG | MN | 63215 | DOTCM | 1 | Solar Photovoltaic | SUN | PV | (T) Regulatory approvals received. Not under construction | 1
2021 | 1 | 19876 | Virginia Electric & Power Co | Electric Utility | Coastal Virginia Offshore Wind (CVOW) | VA | 59693 | OSW1 | 12 | Offshore Wind Turbine | WND | WS | (V) Under construction, more than 50 percent complete | 12
2021 | 2 | 59050 | Algonquin Power Co | IPP | Maverick Creek Wind | TX | 62853 | MVRCK | 524.4 | Onshore Wind Turbine | WND | WT | (U) Under construction, less than or equal to 50 percent complete | 524.4
2021 | 2 | 3258 | Central Iowa Power Cooperative | Electric Utility | Summit Lake | IA | 1206 | R1 | 18.4 | Natural Gas Internal Combustion Engine | NG | IC | (U) Under construction, less than or equal to 50 percent complete | 18.8
2021 | 2 | 3258 | Central Iowa Power Cooperative | Electric Utility | Summit Lake | IA | 1206 | R2 | 18.4 | Natural Gas Internal Combustion Engine | NG | IC | (U) Under construction, less than or equal to 50 percent complete | 18.8
2021 | 2 | 3258 | Central Iowa Power Cooperative | Electric Utility | Summit Lake | IA | 1206 | R3 | 18.4 | Natural Gas Internal Combustion Engine | NG | IC | (U) Under construction, less than or equal to 50 percent complete | 18.8
2021 | 2 | 11820 | Massachusetts Inst of Tech | Commercial | Mass Inst Tech Cntrl Utilities/Cogen Plt | MA | 54907 | GT200 | 17.7 | Natural Gas Fired Combustion Turbine | NG | GT | (T) Regulatory approvals received. Not under construction | 21.7
2021 | 2 | 11820 | Massachusetts Inst of Tech | Commercial | Mass Inst Tech Cntrl Utilities/Cogen Plt | MA | 54907 | GT300 | 17.7 | Natural Gas Fired Combustion Turbine | NG | GT | (T) Regulatory approvals received. Not under construction | 21.7
2021 | 2 | 60685 | Novel Energy Solutions | IPP | Hayfield Solar III LLC | MN | 63725 | HAYF3 | 1 | Solar Photovoltaic | SUN | PV | (T) Regulatory approvals received. Not under construction | 1
2021 | 2 | 60685 | Novel Energy Solutions | IPP | Pipestone City Solar LLC | MN | 63726 | PSCTY | 1 | Solar Photovoltaic | SUN | PV | (T) Regulatory approvals received. Not under construction | 1
2021 | 2 | 63082 | ProEnergy Services | IPP | Topaz Generating | TX | 63688 | CTG-1 | 48 | Natural Gas Fired Combustion Turbine | NG | GT | (T) Regulatory approvals received. Not under construction | 60.5
2021 | 2 | 63082 | ProEnergy Services | IPP | Topaz Generating | TX | 63688 | CTG-2 | 48 | Natural Gas Fired Combustion Turbine | NG | GT | (T) Regulatory approvals received. Not under construction | 60.5
2021 | 2 | 63082 | ProEnergy Services | IPP | Topaz Generating | TX | 63688 | CTG-3 | 48 | Natural Gas Fired Combustion Turbine | NG | GT | (T) Regulatory approvals received. Not under construction | 60.5
2021 | 2 | 63082 | ProEnergy Services | IPP | Topaz Generating | TX | 63688 | CTG-4 | 48 | Natural Gas Fired Combustion Turbine | NG | GT | (T) Regulatory approvals received. Not under construction | 60.5
2021 | 2 | 63082 | ProEnergy Services | IPP | Topaz Generating | TX | 63688 | CTG-5 | 48 | Natural Gas Fired Combustion Turbine | NG | GT | (T) Regulatory approvals received. Not under construction | 60.5
2021 | 2 | 63082 | ProEnergy Services | IPP | Topaz Generating | TX | 63688 | CTG-6 | 48 | Natural Gas Fired Combustion Turbine | NG | GT | (T) Regulatory approvals received. Not under construction | 60.5
2021 | 2 | 63082 | ProEnergy Services | IPP | Topaz Generating | TX | 63688 | CTG-7 | 48 | Natural Gas Fired Combustion Turbine | NG | GT | (T) Regulatory approvals received. Not under construction | 60.5
2021 | 2 | 63082 | ProEnergy Services | IPP | Topaz Generating | TX | 63688 | CTG-8 | 48 | Natural Gas Fired Combustion Turbine | NG | GT | (T) Regulatory approvals received. Not under construction | 60.5
2021 | 2 | 63082 | ProEnergy Services | IPP | Topaz Generating | TX | 63688 | CTG-9 | 48 | Natural Gas Fired Combustion Turbine | NG | GT | (T) Regulatory approvals received. Not under construction | 60.5
2021 | 2 | 63082 | ProEnergy Services | IPP | Topaz Generating | TX | 63688 | CTG10 | 48 | Natural Gas Fired Combustion Turbine | NG | GT | (T) Regulatory approvals received. Not under construction | 60.5
2021 | 2 | 61727 | Reloj del Sol Wind Farm LLC | IPP | Reloj del Sol Wind Farm | TX | 62207 | RELOJ | 209.4 | Onshore Wind Turbine | WND | WT | (U) Under construction, less than or equal to 50 percent complete | 209.4
2021 | 2 | 60217 | San Bernardino Valley Mun. Water Dist. | Electric Utility | Waterman Turnout Hydroelectric | CA | 60466 | WTHF | 1 | Conventional Hydroelectric | WAT | HY | (L) Regulatory approvals pending. Not under construction | 1
2021 | 3 | 57365 | Consolidated Edison Solutions Inc | IPP | CES Agawam Tuckahoe Solar | MA | 63763 | ATES | 2.3 | Batteries | MWH | BA | (T) Regulatory approvals received. Not under construction | 2.3
2021 | 3 | 57365 | Consolidated Edison Solutions Inc | IPP | CES Agawam Tuckahoe Solar | MA | 63763 | ATPV | 3.6 | Solar Photovoltaic | SUN | PV | (T) Regulatory approvals received. Not under construction | 3.6
2021 | 3 | 62742 | ENEL BELLA ENERGY STORAGE, LLC | IPP | Goleta Grid Resiliency | CA | 63736 | BESS1 | 10 | Batteries | MWH | BA | (L) Regulatory approvals pending. Not under construction | 10
2021 | 3 | 61888 | Gloversville Community Solar LLC | IPP | Gloversville Landfill Solar | NY | 62357 | 08158 | 5 | Solar Photovoltaic | SUN | PV | (P) Planned for installation, but regulatory approvals not initiated | 5
2021 | 3 | 9324 | Indiana Michigan Power Co | Electric Utility | South Bend Solar | IN | 63801 | 1 | 20 | Solar Photovoltaic | SUN | PV | (U) Under construction, less than or equal to 50 percent complete | 20
2021 | 3 | 14328 | Pacific Gas & Electric Co. | Electric Utility | Elkhorn Battery Energy Storage System | CA | 62564 | ELKHO | 182.5 | Batteries | MWH | BA | (L) Regulatory approvals pending. Not under construction | 182.5
2021 | 3 | 62646 | Painter Energy Storage, LLC | IPP | Painter Energy Storage | CA | 62729 | PAIN1 | 10 | Batteries | MWH | BA | (L) Regulatory approvals pending. Not under construction | 10
2021 | 3 | 60229 | Quail Holdings, LLC | IPP | Quail Holdings | NC | 60434 | PV1 | 25 | Solar Photovoltaic | SUN | PV | (L) Regulatory approvals pending. Not under construction | 25
2021 | 3 | 63424 | Silverstrand Grid, LLC | IPP | Silverstrand Grid Energy Storage System | CA | 63735 | SLV01 | 11 | Batteries | MWH | BA | (L) Regulatory approvals pending. Not under construction | 11
2021 | 3 | 19539 | University of Iowa | Commercial | University of Iowa Main Power Plant | IA | 54775 | GEN12 | 5.8 | Natural Gas Steam Turbine | NG | ST | (U) Under construction, less than or equal to 50 percent complete | 5.8
2021 | 3 | 19539 | University of Iowa | Commercial | University of Iowa Main Power Plant | IA | 54775 | GEN13 | 10 | Natural Gas Steam Turbine | NG | ST | (L) Regulatory approvals pending. Not under construction | 10
2021 | 3 | 20159 | Washington Parish Engy Ctr 1 LLC | IPP | Washington Parish Energy Center | LA | 55486 | CTG01 | 182.2 | Natural Gas Fired Combustion Turbine | NG | GT | (U) Under construction, less than or equal to 50 percent complete | 199.8
2021 | 3 | 20159 | Washington Parish Engy Ctr 1 LLC | IPP | Washington Parish Energy Center | LA | 55486 | CTG02 | 182.2 | Natural Gas Fired Combustion Turbine | NG | GT | (U) Under construction, less than or equal to 50 percent complete | 199.8
2021 | 3 | 62048 | Westlands Almond LLC | IPP | Almond | CA | 62546 | ALMND | 19.9 | Solar Photovoltaic | SUN | PV | (T) Regulatory approvals received. Not under construction | 19.9
2021 | 3 | 63276 | Woodfields Solar, LLC | IPP | Woodfields Solar | SC | 63552 | PGR21 | 2 | Solar Photovoltaic | SUN | PV | (T) Regulatory approvals received. Not under construction | 2
2021 | 4 | 63004 | Abundant Solar Power Inc. | IPP | Deiter-STEU | NY | 63226 | 2078 | 2.2 | Solar Photovoltaic | SUN | PV | (P) Planned for installation, but regulatory approvals not initiated | 2.2
2021 | 4 | 63004 | Abundant Solar Power Inc. | IPP | Gibson-STEU | NY | 63227 | 8675 | 11.5 | Solar Photovoltaic | SUN | PV | (P) Planned for installation, but regulatory approvals not initiated | 11.5
2021 | 4 | 63004 | Abundant Solar Power Inc. | IPP | Wheaton-STEU | NY | 63228 | 11410 | 5 | Solar Photovoltaic | SUN | PV | (P) Planned for installation, but regulatory approvals not initiated | 5
2021 | 4 | 60367 | BRE NC Solar 3, LLC | IPP | BRE NC Solar 3 | NC | 60627 | BEAM3 | 5 | Solar Photovoltaic | SUN | PV | (T) Regulatory approvals received. Not under construction | 5
2021 | 4 | 1752 | Biola University | Commercial | Biola University Hybrid | CA | 54296 | EG-1H | 1.5 | Natural Gas Internal Combustion Engine | NG | IC | (L) Regulatory approvals pending. Not under construction | 1.5
2021 | 4 | 1752 | Biola University | Commercial | Biola University Hybrid | CA | 54296 | EG-2H | 1.5 | Natural Gas Internal Combustion Engine | NG | IC | (L) Regulatory approvals pending. Not under construction | 1.5
2021 | 4 | 6452 | Florida Power & Light Co | Electric Utility | Discovery Solar Center | FL | 63109 | 1 | 74.5 | Solar Photovoltaic | SUN | PV | (U) Under construction, less than or equal to 50 percent complete | 74.5
2021 | 4 | 6452 | Florida Power & Light Co | Electric Utility | Orange Blossom Solar Center | FL | 62919 | 1 | 74.5 | Solar Photovoltaic | SUN | PV | (L) Regulatory approvals pending. Not under construction | 74.5
2021 | 4 | 6452 | Florida Power & Light Co | Electric Utility | Palm Bay Solar | FL | 62921 | 1 | 74.5 | Solar Photovoltaic | SUN | PV | (L) Regulatory approvals pending. Not under construction | 74.5
2021 | 4 | 6452 | Florida Power & Light Co | Electric Utility | Pelican Solar Center | FL | 62924 | 1 | 74.5 | Solar Photovoltaic | SUN | PV | (U) Under construction, less than or equal to 50 percent complete | 74.5
2021 | 4 | 6452 | Florida Power & Light Co | Electric Utility | Rodeo Solar Center | FL | 62917 | 1 | 74.5 | Solar Photovoltaic | SUN | PV | (U) Under construction, less than or equal to 50 percent complete | 74.5
2021 | 4 | 6452 | Florida Power & Light Co | Electric Utility | Sabal Palm Solar Center | FL | 63110 | 1 | 74.5 | Solar Photovoltaic | SUN | PV | (L) Regulatory approvals pending. Not under construction | 74.5
2021 | 4 | 49893 | Invenergy Services LLC | IPP | Badger Hollow Solar Farm LLC | WI | 62955 | GEN1 | 300 | Solar Photovoltaic | SUN | PV | (U) Under construction, less than or equal to 50 percent complete | 300
2021 | 4 | 11806 | Massachusetts Mun Wholes Electric Co | Electric Utility | MMWEC Simple Cycle Gas Turbine | MA | 63559 | GT1 | 57 | Natural Gas Fired Combustion Turbine | NG | GT | (L) Regulatory approvals pending. Not under construction | 65
2021 | 4 | 60952 | Mt. Jackson Solar LLC | IPP | Mt. Jackson Solar | VA | 61318 | SOLAR | 15.7 | Solar Photovoltaic | SUN | PV | (P) Planned for installation, but regulatory approvals not initiated | 15.7
2021 | 4 | 63275 | Samoset Solar, LLC | IPP | Samoset Solar | ME | 63551 | PGR21 | 2 | Solar Photovoltaic | SUN | PV | (L) Regulatory approvals pending. Not under construction | 2
2021 | 4 | 62919 | TPE King Solar Holdings1 LLC | IPP | King CSG | RI | 63135 | KING1 | 7 | Solar Photovoltaic | SUN | PV | (U) Under construction, less than or equal to 50 percent complete | 7
2021 | 4 | 62919 | TPE King Solar Holdings1 LLC | IPP | King CSG | RI | 63135 | KING2 | 7.8 | Solar Photovoltaic | SUN | PV | (U) Under construction, less than or equal to 50 percent complete | 7.8
2021 | 4 | 62808 | Whitehorn Solar, LLC | IPP | Whitehorn Solar | VA | 62959 | WHIT1 | 50 | Solar Photovoltaic | SUN | PV | (U) Under construction, less than or equal to 50 percent complete | 50
2021 | 5 | 63012 | 2W Permian Solar, LLC | IPP | 2W Permian Solar Project | TX | 63255 | 2WPBA | 40 | Batteries | MWH | BA | (T) Regulatory approvals received. Not under construction | 40
2021 | 5 | 63012 | 2W Permian Solar, LLC | IPP | 2W Permian Solar Project | TX | 63255 | 2WPSO | 420 | Solar Photovoltaic | SUN | PV | (T) Regulatory approvals received. Not under construction | 420
2021 | 5 | 62049 | Aquamarine Westside LLC | IPP | Aquamarine | CA | 62547 | AQUAM | 250 | Solar Photovoltaic | SUN | PV | (T) Regulatory approvals received. Not under construction | 250
2021 | 5 | 62091 | Derby Fuel Cell LLC | IPP | Derby Fuel Cell | CT | 62588 | MM45 | 2.8 | Other Natural Gas | NG | FC | (P) Planned for installation, but regulatory approvals not initiated | 2.8
2021 | 5 | 62091 | Derby Fuel Cell LLC | IPP | Derby Fuel Cell | CT | 62588 | MM46 | 2.8 | Other Natural Gas | NG | FC | (P) Planned for installation, but regulatory approvals not initiated | 2.8
2021 | 5 | 62091 | Derby Fuel Cell LLC | IPP | Derby Fuel Cell | CT | 62588 | MM47 | 2.8 | Other Natural Gas | NG | FC | (P) Planned for installation, but regulatory approvals not initiated | 2.8
2021 | 5 | 62091 | Derby Fuel Cell LLC | IPP | Derby Fuel Cell | CT | 62588 | MM48 | 2.8 | Other Natural Gas | NG | FC | (P) Planned for installation, but regulatory approvals not initiated | 2.8
2021 | 5 | 62091 | Derby Fuel Cell LLC | IPP | Derby Fuel Cell | CT | 62588 | MM49 | 2.8 | Other Natural Gas | NG | FC | (P) Planned for installation, but regulatory approvals not initiated | 2.8
2021 | 5 | 63441 | Fogarty Solar LLC | IPP | Fogarty | NY | 63747 | GRA | 2 | Solar Photovoltaic | SUN | PV | (T) Regulatory approvals received. Not under construction | 2
2021 | 5 | 61166 | Green Power Energy LLC | IPP | Cody Road Wind Farm | NY | 61592 | WT2 | 2.4 | Onshore Wind Turbine | WND | WT | (U) Under construction, less than or equal to 50 percent complete | 2.4
2021 | 5 | 61942 | Griffin Trail Wind, LLC | IPP | Griffin Trail Wind | TX | 62411 | GTWND | 225.6 | Onshore Wind Turbine | WND | WT | (P) Planned for installation, but regulatory approvals not initiated | 225.6
2021 | 5 | 62807 | Hawtree Creek Farm Solar, LLC | IPP | Hawtree Solar | NC | 62951 | HAWT1 | 65 | Solar Photovoltaic | SUN | PV | (T) Regulatory approvals received. Not under construction | 65
2021 | 5 | 62064 | Hill Top Energy Center, LLC | IPP | Hill Top Energy Center, LLC | PA | 62565 | GEN1 | 619.1 | Natural Gas Fired Combined Cycle | NG | CC | (V) Under construction, more than 50 percent complete | 664.7
2021 | 5 | 60379 | Howardtown Farm, LLC | IPP | Howardtown Farm | NC | 60630 | PV1 | 10 | Solar Photovoltaic | SUN | PV | (L) Regulatory approvals pending. Not under construction | 10
2021 | 5 | 55983 | Luminant Generation Company LLC | IPP | Brightside | TX | 63223 | UNIT1 | 50.7 | Solar Photovoltaic | SUN | PV | (L) Regulatory approvals pending. Not under construction | 50.7
2021 | 5 | 63100 | SE Juno, LLC | IPP | Juno Solar Project | TX | 63328 | JUNO1 | 159 | Solar Photovoltaic | SUN | PV | (T) Regulatory approvals received. Not under construction | 159
2021 | 5 | 16609 | San Diego Gas & Electric Co | Electric Utility | Fallbrook Energy Storage | CA | 61365 | FBES | 40 | Batteries | MWH | BA | (P) Planned for installation, but regulatory approvals not initiated | 40
2021 | 5 | 62812 | Syncarpha Tewksbury, LLC | IPP | Syncarpha Tewksbury Hybrid | MA | 62968 | SYTKS | 2.8 | Solar Photovoltaic | SUN | PV | (T) Regulatory approvals received. Not under construction | 2.8
2021 | 5 | 20856 | Wisconsin Power & Light Co | Electric Utility | Riverside Energy Center | WI | 55641 | PV1 | 2 | Solar Photovoltaic | SUN | PV | (T) Regulatory approvals received. Not under construction | 2
2021 | 6 | 63118 | 224WB 8me LLC | IPP | Galloway 2 Solar Farm | TX | 63343 | GS2SF | 110 | Solar Photovoltaic | SUN | PV | (P) Planned for installation, but regulatory approvals not initiated | 110
2021 | 6 | 61523 | 225DD 8me LLC | IPP | Galloway 1 Solar Farm | TX | 61920 | GSM01 | 250 | Solar Photovoltaic | SUN | PV | (T) Regulatory approvals received. Not under construction | 250
2021 | 6 | 61525 | 231RC 8me LLC | IPP | Norton Solar Farm | TX | 61967 | NSM01 | 125 | Solar Photovoltaic | SUN | PV | (P) Planned for installation, but regulatory approvals not initiated | 125
2021 | 6 | 61608 | Agilon Energy Holdings II, LLC | IPP | Victoria Port Power II LLC | TX | 61966 | VP2-1 | 43 | Natural Gas Fired Combustion Turbine | NG | GT | (L) Regulatory approvals pending. Not under construction | 50
2021 | 6 | 61608 | Agilon Energy Holdings II, LLC | IPP | Victoria Port Power II LLC | TX | 61966 | VP2-2 | 43 | Natural Gas Fired Combustion Turbine | NG | GT | (L) Regulatory approvals pending. Not under construction | 50
2021 | 6 | 60667 | Aksamit Energy Development | IPP | Monument Road | NE | 61033 | MR001 | 66 | Onshore Wind Turbine | WND | WT | (L) Regulatory approvals pending. Not under construction | 66
2021 | 6 | 61118 | Ameresco, Inc - Candlewood | IPP | Candlewood Solar | CT | 61517 | CANDL | 25 | Solar Photovoltaic | SUN | PV | (P) Planned for installation, but regulatory approvals not initiated | 25
2021 | 6 | 61825 | Antelope Expansion 1B, LLC | IPP | Antelope Expansion 1B | CA | 62320 | ANE1B | 17 | Solar Photovoltaic | SUN | PV | (P) Planned for installation, but regulatory approvals not initiated | 17
2021 | 6 | 63430 | Astral Electricity, LLC | IPP | Chisholm Grid Energy Storage System | TX | 63737 | CHS01 | 100 | Batteries | MWH | BA | (L) Regulatory approvals pending. Not under construction | 100
2021 | 6 | 60270 | Clark Canyon Hydro, LLC | IPP | Clark Canyon Hydro-Electric Facility | MT | 60483 | FRNS1 | 2.4 | Conventional Hydroelectric | WAT | HY | (P) Planned for installation, but regulatory approvals not initiated | 2.4
2021 | 6 | 60270 | Clark Canyon Hydro, LLC | IPP | Clark Canyon Hydro-Electric Facility | MT | 60483 | FRNS2 | 2.4 | Conventional Hydroelectric | WAT | HY | (P) Planned for installation, but regulatory approvals not initiated | 2.4
2021 | 6 | 62746 | Don Lee BESS 1 LLC | IPP | Don Lee BESS 1 LLC | CA | 62872 | DONL1 | 6.5 | Batteries | MWH | BA | (T) Regulatory approvals received. Not under construction | 6.5
2021 | 6 | 59964 | ESC Brooke County Power I | IPP | ESC Brooke County Power I | WV | 60202 | BCCA1 | 261.2 | Natural Gas Fired Combined Cycle | NG | CA | (P) Planned for installation, but regulatory approvals not initiated | 280.5
2021 | 6 | 59964 | ESC Brooke County Power I | IPP | ESC Brooke County Power I | WV | 60202 | BCCT1 | 252.3 | Natural Gas Fired Combined Cycle | NG | CT | (P) Planned for installation, but regulatory approvals not initiated | 280.5
2021 | 6 | 59964 | ESC Brooke County Power I | IPP | ESC Brooke County Power I | WV | 60202 | BCCT2 | 252.3 | Natural Gas Fired Combined Cycle | NG | CT | (P) Planned for installation, but regulatory approvals not initiated | 280.5
2021 | 6 | 56987 | East Blackland Solar Project 1 LLC | IPP | East Blackland Solar Project 1 | TX | 57659 | PSF | 144 | Solar Photovoltaic | SUN | PV | (L) Regulatory approvals pending. Not under construction | 144
2021 | 6 | 58970 | Ecoplexus, Inc | IPP | High Shoals PV1 | NC | 59997 | HISHO | 16 | Solar Photovoltaic | SUN | PV | (L) Regulatory approvals pending. Not under construction | 16
2021 | 6 | 58970 | Ecoplexus, Inc | IPP | OAKBORO PV1 | NC | 63162 | OAKPV | 40 | Solar Photovoltaic | SUN | PV | (P) Planned for installation, but regulatory approvals not initiated | 40
2021 | 6 | 58970 | Ecoplexus, Inc | IPP | Pleasant Hill PV1 | NC | 63787 | PHILL | 20 | Solar Photovoltaic | SUN | PV | (L) Regulatory approvals pending. Not under construction | 20
2021 | 6 | 58970 | Ecoplexus, Inc | IPP | Willoughby PV1 | NC | 60003 | WILL1 | 20 | Solar Photovoltaic | SUN | PV | (L) Regulatory approvals pending. Not under construction | 20
2021 | 6 | 58597 | Enivromission, Inc | IPP | La Paz Solar Tower | AZ | 58652 | 1 | 200 | Solar Thermal without Energy Storage | SUN | OT | (P) Planned for installation, but regulatory approvals not initiated | 200
2021 | 6 | 55937 | Entergy Texas Inc. | Electric Utility | Montgomery County | TX | 60925 | 1A | 250 | Natural Gas Fired Combined Cycle | NG | CT | (L) Regulatory approvals pending. Not under construction | 250
2021 | 6 | 55937 | Entergy Texas Inc. | Electric Utility | Montgomery County | TX | 60925 | 1B | 250 | Natural Gas Fired Combined Cycle | NG | CT | (L) Regulatory approvals pending. Not under construction | 250
2021 | 6 | 55937 | Entergy Texas Inc. | Electric Utility | Montgomery County | TX | 60925 | 1C | 500 | Natural Gas Fired Combined Cycle | NG | CA | (L) Regulatory approvals pending. Not under construction | 500
2021 | 6 | 60688 | FGE Goodnight, LLC | IPP | Goodnight | TX | 59246 | GOOD1 | 500 | Onshore Wind Turbine | WND | WT | (U) Under construction, less than or equal to 50 percent complete | 500
2021 | 6 | 6909 | Gainesville Regional Utilities | Electric Utility | John R Kelly | FL | 664 | 8.2 | 40 | Natural Gas Fired Combined Cycle | NG | CA | (L) Regulatory approvals pending. Not under construction | 50
2021 | 6 | 7140 | Georgia Power Co | Electric Utility | Fort Valley State University Solar | GA | 63062 | 1 | 10.8 | Solar Photovoltaic | SUN | PV | (U) Under construction, less than or equal to 50 percent complete | 10.8
2021 | 6 | 7140 | Georgia Power Co | Electric Utility | Georgia College & State University Solar | GA | 63282 | 1 | 3.5 | Solar Photovoltaic | SUN | PV | (U) Under construction, less than or equal to 50 percent complete | 3.5
2021 | 6 | 61122 | Great River Hydro, LLC | IPP | S C Moore | NH | 2351 | GEN5 | 4.6 | Conventional Hydroelectric | WAT | HY | (L) Regulatory approvals pending. Not under construction | 4.6
2021 | 6 | 63499 | Gunsight Solar, LLC | IPP | Gunsight Solar, LLC | SC | 63813 | PGR26 | 75 | Solar Photovoltaic | SUN | PV | (L) Regulatory approvals pending. Not under construction | 75
2021 | 6 | 60050 | Halyard Energy Henderson, LLC | IPP | Halyard Henderson Energy Center | TX | 60268 | TBN1 | 210 | Natural Gas Fired Combustion Turbine | NG | GT | (P) Planned for installation, but regulatory approvals not initiated | 232
2021 | 6 | 60050 | Halyard Energy Henderson, LLC | IPP | Halyard Henderson Energy Center | TX | 60268 | TBN2 | 210 | Natural Gas Fired Combustion Turbine | NG | GT | (T) Regulatory approvals received. Not under construction | 232
2021 | 6 | 60002 | Halyard Energy Wharton, LLC | IPP | Halyard Wharton Energy Center | TX | 60221 | TBN1 | 162 | Natural Gas Fired Combustion Turbine | NG | GT | (P) Planned for installation, but regulatory approvals not initiated | 177
2021 | 6 | 60002 | Halyard Energy Wharton, LLC | IPP | Halyard Wharton Energy Center | TX | 60221 | TBN2 | 162 | Natural Gas Fired Combustion Turbine | NG | GT | (P) Planned for installation, but regulatory approvals not initiated | 177
2021 | 6 | 63474 | Hecate Energy Gedney Hill LLC | IPP | Hecate Energy Gedney Hill | NY | 63815 | GEDNY | 20 | Solar Photovoltaic | SUN | PV | (P) Planned for installation, but regulatory approvals not initiated | 20
2021 | 6 | 49893 | Invenergy Services LLC | IPP | Canisteo Wind Farm | NY | 62947 | GEN1 | 290.7 | Onshore Wind Turbine | WND | WT | (U) Under construction, less than or equal to 50 percent complete | 290.7
2021 | 6 | 63453 | Johnson Development Associates, Inc. | IPP | Pinson Solar Farm | SC | 63777 | 1310 | 20 | Solar Photovoltaic | SUN | PV | (T) Regulatory approvals received. Not under construction | 26
2021 | 6 | 56155 | Lansing Board of Water and Light | Electric Utility | Delta Energy Park | MI | 63259 | DEPC2 | 48.3 | Natural Gas Fired Combined Cycle | NG | CT | (U) Under construction, less than or equal to 50 percent complete | 58
2021 | 6 | 56155 | Lansing Board of Water and Light | Electric Utility | Delta Energy Park | MI | 63259 | DEPC3 | 48.3 | Natural Gas Fired Combined Cycle | NG | CT | (U) Under construction, less than or equal to 50 percent complete | 58
2021 | 6 | 56155 | Lansing Board of Water and Light | Electric Utility | Delta Energy Park | MI | 63259 | DEPS1 | 46.3 | Natural Gas Fired Combustion Turbine | NG | GT | (U) Under construction, less than or equal to 50 percent complete | 58
2021 | 6 | 56155 | Lansing Board of Water and Light | Electric Utility | Delta Energy Park | MI | 63259 | DEPST | 81 | Natural Gas Fired Combined Cycle | NG | CA | (U) Under construction, less than or equal to 50 percent complete | 89.2
2021 | 6 | 61219 | Longroad Energy Services LLC | IPP | Muscle Shoals | AL | 62462 | GEN01 | 227 | Solar Photovoltaic | SUN | PV | (L) Regulatory approvals pending. Not under construction | 227
2021 | 6 | 11806 | Massachusetts Mun Wholes Electric Co | Electric Utility | MMWEC Simple Cycle Gas Turbine | MA | 63559 | 1 | 55 | Natural Gas Fired Combustion Turbine | NG | GT | (L) Regulatory approvals pending. Not under construction | 70
2021 | 6 | 59357 | Navasota Energy Generation Holdings | IPP | Clear Springs Energy Center | TX | 59615 | CTG-1 | 178 | Natural Gas Fired Combustion Turbine | NG | GT | (P) Planned for installation, but regulatory approvals not initiated | 183
2021 | 6 | 59357 | Navasota Energy Generation Holdings | IPP | Clear Springs Energy Center | TX | 59615 | CTG-2 | 177 | Natural Gas Fired Combustion Turbine | NG | GT | (P) Planned for installation, but regulatory approvals not initiated | 183
2021 | 6 | 59357 | Navasota Energy Generation Holdings | IPP | Clear Springs Energy Center | TX | 59615 | CTG-3 | 177 | Natural Gas Fired Combustion Turbine | NG | GT | (P) Planned for installation, but regulatory approvals not initiated | 183
2021 | 6 | 59357 | Navasota Energy Generation Holdings | IPP | Union Valley Energy Center | TX | 59616 | CTG-1 | 178 | Natural Gas Fired Combustion Turbine | NG | GT | (P) Planned for installation, but regulatory approvals not initiated | 183
2021 | 6 | 59357 | Navasota Energy Generation Holdings | IPP | Union Valley Energy Center | TX | 59616 | CTG-2 | 178 | Natural Gas Fired Combustion Turbine | NG | GT | (P) Planned for installation, but regulatory approvals not initiated | 183
2021 | 6 | 59357 | Navasota Energy Generation Holdings | IPP | Union Valley Energy Center | TX | 59616 | CTG-3 | 178 | Natural Gas Fired Combustion Turbine | NG | GT | (P) Planned for installation, but regulatory approvals not initiated | 183
2021 | 6 | 59357 | Navasota Energy Generation Holdings | IPP | Van Alstyne Energy Center | TX | 59617 | CTG-1 | 177 | Natural Gas Fired Combustion Turbine | NG | GT | (P) Planned for installation, but regulatory approvals not initiated | 183
2021 | 6 | 59357 | Navasota Energy Generation Holdings | IPP | Van Alstyne Energy Center | TX | 59617 | CTG-2 | 177 | Natural Gas Fired Combustion Turbine | NG | GT | (P) Planned for installation, but regulatory approvals not initiated | 183
2021 | 6 | 59357 | Navasota Energy Generation Holdings | IPP | Van Alstyne Energy Center | TX | 59617 | CTG-3 | 177 | Natural Gas Fired Combustion Turbine | NG | GT | (P) Planned for installation, but regulatory approvals not initiated | 183
2021 | 6 | 13402 | Nevada Irrigation District | IPP | Loma Rica Hydroelectric Powerhouse | CA | 60988 | HY1 | 1.4 | Conventional Hydroelectric | WAT | HY | (P) Planned for installation, but regulatory approvals not initiated | 1.4
2021 | 6 | 59967 | Phoenix Energy | Electric CHP | North Fork Community Power | CA | 60192 | NFCP1 | 2 | Other Waste Biomass | OBG | IC | (T) Regulatory approvals received. Not under construction | 2
2021 | 6 | 61946 | Prairie State Solar, LLC | IPP | Prairie State Solar Project | IL | 62420 | PSS01 | 99 | Solar Photovoltaic | SUN | PV | (P) Planned for installation, but regulatory approvals not initiated | 99
2021 | 6 | 60982 | RE Maplewood LLC | IPP | RE Maplewood | TX | 61346 | PV2 | 250 | Solar Photovoltaic | SUN | PV | (P) Planned for installation, but regulatory approvals not initiated | 250
2021 | 6 | 59010 | Rhubarb One LLC | IPP | Rhubarb One SC | SC | 59596 | PV1 | 20 | Solar Photovoltaic | SUN | PV | (L) Regulatory approvals pending. Not under construction | 20
2021 | 6 | 63092 | SE Titan, LLC | IPP | Titan Solar Project | TX | 63320 | IPTTN | 260 | Solar Photovoltaic | SUN | PV | (T) Regulatory approvals received. Not under construction | 260
2021 | 6 | 62812 | Syncarpha Tewksbury, LLC | IPP | Syncarpha Tewksbury Hybrid | MA | 62968 | SYTKB | 2 | Batteries | MWH | BA | (T) Regulatory approvals received. Not under construction | 2
2021 | 6 | 62813 | Syncarpha Westminster, LLC | IPP | Syncarpha Westminster Hybrid | MA | 62971 | SYWES | 4.7 | Solar Photovoltaic | SUN | PV | (V) Under construction, more than 50 percent complete | 4.7
2021 | 6 | 62918 | TPE Hopkins Solar Holdings1 LLC | IPP | Hopkins Hill CSG | RI | 63136 | HH1 | 4.8 | Solar Photovoltaic | SUN | PV | (U) Under construction, less than or equal to 50 percent complete | 4.8
2021 | 6 | 62918 | TPE Hopkins Solar Holdings1 LLC | IPP | Hopkins Hill CSG | RI | 63136 | HH2 | 4.7 | Solar Photovoltaic | SUN | PV | (U) Under construction, less than or equal to 50 percent complete | 4.7
2021 | 6 | 63420 | Taos Mesa Energy Facility, LLC | IPP | Taos Mesa Energy Facility | NM | 63728 | TMEF1 | 15 | Solar Photovoltaic | SUN | PV | (L) Regulatory approvals pending. Not under construction | 15
2021 | 6 | 19564 | University of Notre Dame | Commercial | Notre Dame Hydro | IN | 62918 | HYD1 | 2.5 | Conventional Hydroelectric | WAT | HY | (U) Under construction, less than or equal to 50 percent complete | 2.5
2021 | 6 | 63225 | Wister Solar | IPP | Wister Solar | CA | 63487 | WSOL | 20 | Solar Photovoltaic | SUN | PV | (L) Regulatory approvals pending. Not under construction | 20
2021 | 6 | 63369 | Yaphank Fuel Cell Park, LLC | IPP | SWM Fuel Cell | NY | 63661 | SWM-1 | 2.8 | Other Natural Gas | NG | FC | (P) Planned for installation, but regulatory approvals not initiated | 2.8
2021 | 6 | 63369 | Yaphank Fuel Cell Park, LLC | IPP | SWM Fuel Cell | NY | 63661 | SWM-2 | 2.8 | Other Natural Gas | NG | FC | (P) Planned for installation, but regulatory approvals not initiated | 2.8
2021 | 6 | 63369 | Yaphank Fuel Cell Park, LLC | IPP | SWM Fuel Cell | NY | 63661 | SWM-3 | 2.8 | Other Natural Gas | NG | FC | (P) Planned for installation, but regulatory approvals not initiated | 2.8
2021 | 7 | 60776 | Aksamit Resource Management | IPP | Milligan III Wind Farm | NE | 61159 | M3001 | 73.4 | Onshore Wind Turbine | WND | WT | (T) Regulatory approvals received. Not under construction | 73.4
2021 | 7 | 60366 | BRE NC Solar 2, LLC | IPP | BRE NC Solar 2 | NC | 60626 | BEAM2 | 5 | Solar Photovoltaic | SUN | PV | (T) Regulatory approvals received. Not under construction | 5
2021 | 7 | 58416 | California State University, Northridge | Commercial | CSU Northridge Plant | CA | 58422 | G6PV | 0.7 | Solar Photovoltaic | SUN | PV | (P) Planned for installation, but regulatory approvals not initiated | 0.8
2021 | 7 | 56615 | First Solar Project Development | IPP | Sun Stream 2 | AZ | 63440 | GEN01 | 150 | Solar Photovoltaic | SUN | PV | (T) Regulatory approvals received. Not under construction | 150
2021 | 7 | 63403 | Luna Storage, LLC | IPP | Luna Storage | CA | 63685 | LUNA | 100 | Batteries | MWH | BA | (P) Planned for installation, but regulatory approvals not initiated | 100
2021 | 7 | 63451 | Madero Grid, LLC | IPP | Madero Grid | TX | 63757 | MAD01 | 200 | Batteries | MWH | BA | (L) Regulatory approvals pending. Not under construction | 200
2021 | 7 | 63139 | Minonk Stewardship Wind LLC | IPP | Bennington Wind | IL | 63384 | BENN | 93 | Onshore Wind Turbine | WND | WT | (P) Planned for installation, but regulatory approvals not initiated | 93
2021 | 7 | 61593 | Pleinmont Solar 2 LLC | IPP | Pleinmont Solar 2 | VA | 62013 | PLNM2 | 240 | Solar Photovoltaic | SUN | PV | (P) Planned for installation, but regulatory approvals not initiated | 240
2021 | 7 | 63100 | SE Juno, LLC | IPP | Juno Solar Project | TX | 63328 | IPJNO | 141 | Solar Photovoltaic | SUN | PV | (U) Under construction, less than or equal to 50 percent complete | 141
2021 | 7 | 62699 | SunEast Dog Corners Solar LLC | IPP | SunEast Dog Corners Solar Project | NY | 62823 | Q584 | 20 | Solar Photovoltaic | SUN | PV | (L) Regulatory approvals pending. Not under construction | 20
2021 | 7 | 62757 | SunEast Hills Solar LLC | IPP | SunEast Hills Solar Project | NY | 62895 | Q581 | 20 | Solar Photovoltaic | SUN | PV | (L) Regulatory approvals pending. Not under construction | 20
2021 | 7 | 62698 | SunEast Skyline Solar LLC | IPP | SunEast Skyline Solar Project | NY | 62816 | Q670 | 20 | Solar Photovoltaic | SUN | PV | (P) Planned for installation, but regulatory approvals not initiated | 20
2021 | 7 | 62756 | SunEast Watkins Road Solar LLC | IPP | SunEast Watkins Road Solar Project | NY | 62896 | Q586 | 20 | Solar Photovoltaic | SUN | PV | (OT) Other | 20
2021 | 7 | 62820 | Syncarpha Millbury, LLC | IPP | Syncarpha Millbury Hybrid | MA | 62974 | SYMIS | 5 | Solar Photovoltaic | SUN | PV | (V) Under construction, more than 50 percent complete | 5
2021 | 7 | 62813 | Syncarpha Westminster, LLC | IPP | Syncarpha Westminster Hybrid | MA | 62971 | SYWEB | 2.9 | Batteries | MWH | BA | (U) Under construction, less than or equal to 50 percent complete | 2.9
2021 | 7 | 59056 | Tri Global Energy, LLC | IPP | Canyon Wind Project, LLC | TX | 60271 | WT1 | 360 | Onshore Wind Turbine | WND | WT | (P) Planned for installation, but regulatory approvals not initiated | 360
2021 | 8 | 62050 | Castleman Power Development LLC | IPP | SJRR Power LLC | TX | 62548 | SJ-1 | 43 | Natural Gas Fired Combustion Turbine | NG | GT | (P) Planned for installation, but regulatory approvals not initiated | 50
2021 | 8 | 62050 | Castleman Power Development LLC | IPP | SJRR Power LLC | TX | 62548 | SJ-2 | 43 | Natural Gas Fired Combustion Turbine | NG | GT | (P) Planned for installation, but regulatory approvals not initiated | 50
2021 | 8 | 56769 | Consolidated Edison Development Inc. | IPP | Copper Mountain Solar 5, LLC | NV | 63504 | CM5-1 | 250 | Solar Photovoltaic | SUN | PV | (L) Regulatory approvals pending. Not under construction | 252
2021 | 8 | 61060 | Cypress Creek Renewables | IPP | Pine Valley Solar Farm, LLC | NC | 60298 | PV1 | 5 | Solar Photovoltaic | SUN | PV | (P) Planned for installation, but regulatory approvals not initiated | 5
2021 | 8 | 61684 | Diablo Energy Storage, LLC | IPP | Diablo Energy Storage | CA | 62175 | DIBLO | 250 | Batteries | MWH | BA | (P) Planned for installation, but regulatory approvals not initiated | 250
2021 | 8 | 56545 | Pattern Operators LP | IPP | G.S.E. One LLC | TX | 62505 | 1 | 82.5 | Solar Photovoltaic | SUN | PV | (P) Planned for installation, but regulatory approvals not initiated | 83
2021 | 8 | 62820 | Syncarpha Millbury, LLC | IPP | Syncarpha Millbury Hybrid | MA | 62974 | SYMIB | 3.8 | Batteries | MWH | BA | (U) Under construction, less than or equal to 50 percent complete | 3.8
2021 | 8 | 62936 | TREX US Red Holly LLC | IPP | TREX US Red Holly | TX | 63202 | 701-S | 50 | Batteries | MWH | BA | (L) Regulatory approvals pending. Not under construction | 50
2021 | 9 | 63253 | Assembly Solar II LLC | IPP | Assembly Solar II LLC | MI | 63538 | AS2 | 110 | Solar Photovoltaic | SUN | PV | (U) Under construction, less than or equal to 50 percent complete | 110
2021 | 9 | 61818 | CC Polymers LLC | Industrial | M&G Resins USA | TX | 60642 | 1 | 11.7 | All Other | WH | OT | (P) Planned for installation, but regulatory approvals not initiated | 14.3
2021 | 9 | 61818 | CC Polymers LLC | Industrial | M&G Resins USA | TX | 60642 | 2 | 11.7 | All Other | WH | OT | (P) Planned for installation, but regulatory approvals not initiated | 14.3
2021 | 9 | 62050 | Castleman Power Development LLC | IPP | SJRR Power LLC | TX | 62548 | SJ-3 | 43 | Natural Gas Fired Combustion Turbine | NG | GT | (P) Planned for installation, but regulatory approvals not initiated | 50
2021 | 9 | 62050 | Castleman Power Development LLC | IPP | SJRR Power LLC | TX | 62548 | SJ-4 | 43 | Natural Gas Fired Combustion Turbine | NG | GT | (P) Planned for installation, but regulatory approvals not initiated | 50
2021 | 9 | 63084 | Gulfwinds Generation, LLC | IPP | Jawbone Wind Project | MT | 58175 | JWPI | 80 | Onshore Wind Turbine | WND | WT | (U) Under construction, less than or equal to 50 percent complete | 80
2021 | 9 | 63109 | Hales Mills Solar, LLC | IPP | Hales Mills Solar, LLC | NY | 63339 | 6609 | 3.6 | Solar Photovoltaic | SUN | PV | (T) Regulatory approvals received. Not under construction | 5
2021 | 9 | 19558 | Homer Electric Assn Inc | Electric Utility | Soldotna | AK | 57206 | 3 | 46.5 | Batteries | MWH | BA | (P) Planned for installation, but regulatory approvals not initiated | 93
2021 | 9 | 62842 | Lightsource Renewable Energy Asset Management, LLC | IPP | Briar Creek Solar 1 | TX | 63769 | TXBC1 | 127 | Solar Photovoltaic | SUN | PV | (P) Planned for installation, but regulatory approvals not initiated | 127
2021 | 9 | 62842 | Lightsource Renewable Energy Asset Management, LLC | IPP | Elk Hill Solar 1 | PA | 63773 | PAEH1 | 20 | Solar Photovoltaic | SUN | PV | (P) Planned for installation, but regulatory approvals not initiated | 20
2021 | 9 | 62842 | Lightsource Renewable Energy Asset Management, LLC | IPP | Elm Branch Solar 1 | TX | 63764 | TXEB1 | 134.7 | Solar Photovoltaic | SUN | PV | (P) Planned for installation, but regulatory approvals not initiated | 134.7
2021 | 9 | 55983 | Luminant Generation Company LLC | IPP | Emerald Grove | TX | 63233 | UNIT1 | 108 | Solar Photovoltaic | SUN | PV | (L) Regulatory approvals pending. Not under construction | 108
2021 | 9 | 59489 | Perennial-Wind Chaser LLC | IPP | Perennial Wind Chaser Station | OR | 59721 | GT1 | 98.7 | Natural Gas Fired Combustion Turbine | NG | GT | (T) Regulatory approvals received. Not under construction | 106
2021 | 9 | 59489 | Perennial-Wind Chaser LLC | IPP | Perennial Wind Chaser Station | OR | 59721 | GT2 | 98.7 | Natural Gas Fired Combustion Turbine | NG | GT | (T) Regulatory approvals received. Not under construction | 106
2021 | 9 | 59489 | Perennial-Wind Chaser LLC | IPP | Perennial Wind Chaser Station | OR | 59721 | GT3 | 98.7 | Natural Gas Fired Combustion Turbine | NG | GT | (T) Regulatory approvals received. Not under construction | 106
2021 | 9 | 59489 | Perennial-Wind Chaser LLC | IPP | Perennial Wind Chaser Station | OR | 59721 | GT4 | 98.7 | Natural Gas Fired Combustion Turbine | NG | GT | (T) Regulatory approvals received. Not under construction | 106
2021 | 9 | 62743 | RoxWind LLC | IPP | RoxWind | ME | 62857 | WIND1 | 15.3 | Onshore Wind Turbine | WND | WT | (U) Under construction, less than or equal to 50 percent complete | 15.3
2021 | 9 | 63101 | SE Aragorn, LLC | IPP | Aragorn Solar Project | TX | 63329 | IPAGN | 180 | Solar Photovoltaic | SUN | PV | (T) Regulatory approvals received. Not under construction | 180
2021 | 9 | 63493 | Sugar Solar, LLC | IPP | Sugar Solar, LLC | NC | 63807 | PGR29 | 60 | Solar Photovoltaic | SUN | PV | (L) Regulatory approvals pending. Not under construction | 60
2021 | 9 | 62700 | SunEast Clay Solar LLC | IPP | SunEast Clay Solar Project | NY | 62819 | Q669 | 20 | Solar Photovoltaic | SUN | PV | (P) Planned for installation, but regulatory approvals not initiated | 50
2021 | 9 | 63412 | Westmoreland County Solar Project, LLC | IPP | Westmoreland County Solar Project | VA | 63696 | WEST | 19.9 | Solar Photovoltaic | SUN | PV | (P) Planned for installation, but regulatory approvals not initiated | 19.9
2021 | 10 | 62794 | AP Solar 2, LLC | IPP | Fighting Jays Solar Project | TX | 62945 | FJSOL | 350 | Solar Photovoltaic | SUN | PV | (L) Regulatory approvals pending. Not under construction | 350
2021 | 10 | 62659 | BMP Wind LLC | IPP | BMP Wind (TX) | TX | 62809 | BMP | 293.6 | Onshore Wind Turbine | WND | WT | (L) Regulatory approvals pending. Not under construction | 293.3
2021 | 10 | 58391 | Chilocco Wind Farm LLC | IPP | Chilocco Wind Farm | OK | 58406 | 1 | 200 | Onshore Wind Turbine | WND | WT | (U) Under construction, less than or equal to 50 percent complete | 200
2021 | 10 | 62886 | Clover Creek Solar, LLC | IPP | Clover Creek Solar | UT | 63061 | CLVR | 80 | Solar Photovoltaic | SUN | PV | (P) Planned for installation, but regulatory approvals not initiated | 80
2021 | 10 | 58970 | Ecoplexus, Inc | IPP | Westminister NC | NC | 63567 | WSMTR | 75 | Solar Photovoltaic | SUN | PV | (T) Regulatory approvals received. Not under construction | 75
2021 | 10 | 60720 | Martinsdale Wind Farm LLC | IPP | Martinsdale Wind Farm | MT | 61108 | MTD | 80 | Onshore Wind Turbine | WND | WT | (P) Planned for installation, but regulatory approvals not initiated | 80
2021 | 10 | 62893 | Mililani I Solar LLC | IPP | Mililani South Solar Farm | HI | 57242 | 1 | 5 | Solar Photovoltaic | SUN | PV | (T) Regulatory approvals received. Not under construction | 5
2021 | 10 | 58901 | Sustainable Hydro, Braddock, LLC | IPP | Braddock Lock and Dam | PA | 59091 | GEN1 | 5.3 | Conventional Hydroelectric | WAT | HY | (L) Regulatory approvals pending. Not under construction | 5.3
2021 | 10 | 61637 | TUUSSO Energy, LLC | IPP | Camas Solar Project | WA | 62071 | CAMAS | 5 | Solar Photovoltaic | SUN | PV | (T) Regulatory approvals received. Not under construction | 5
2021 | 10 | 61637 | TUUSSO Energy, LLC | IPP | Fumaria Solar Project | WA | 62070 | FUMAR | 5 | Solar Photovoltaic | SUN | PV | (T) Regulatory approvals received. Not under construction | 5
2021 | 10 | 61637 | TUUSSO Energy, LLC | IPP | Penstemon Solar Project | WA | 62069 | PENST | 5 | Solar Photovoltaic | SUN | PV | (T) Regulatory approvals received. Not under construction | 5
2021 | 10 | 61637 | TUUSSO Energy, LLC | IPP | Typha Solar Project | WA | 62068 | TYPHA | 5 | Solar Photovoltaic | SUN | PV | (T) Regulatory approvals received. Not under construction | 5
2021 | 10 | 61637 | TUUSSO Energy, LLC | IPP | Urtica Solar Project | WA | 62067 | URTIC | 5 | Solar Photovoltaic | SUN | PV | (T) Regulatory approvals received. Not under construction | 5
2021 | 10 | 59056 | Tri Global Energy, LLC | IPP | Water Valley Wind Energy | TX | 62846 | WWE1 | 150 | Onshore Wind Turbine | WND | WT | (P) Planned for installation, but regulatory approvals not initiated | 150
2021 | 11 | 15399 | Avangrid Renewables LLC | IPP | Montague Solar | OR | 63441 | S1 | 162 | Solar Photovoltaic | SUN | PV | (U) Under construction, less than or equal to 50 percent complete | 162
2021 | 11 | 62734 | Blue Marmot IX LLC | IPP | Blue Marmot IX | OR | 62867 | DVRO | 9.8 | Solar Photovoltaic | SUN | PV | (T) Regulatory approvals received. Not under construction | 10
2021 | 11 | 62735 | Blue Marmot V LLC | IPP | Blue Marmot V | OR | 62866 | DNZE | 9.8 | Solar Photovoltaic | SUN | PV | (T) Regulatory approvals received. Not under construction | 10
2021 | 11 | 62736 | Blue Marmot VI LLC | IPP | Blue Marmot VI | OR | 62865 | DNZW | 9.8 | Solar Photovoltaic | SUN | PV | (T) Regulatory approvals received. Not under construction | 10
2021 | 11 | 62737 | Blue Marmot VII LLC | IPP | Blue Marmot VII | OR | 62864 | RSHEI | 9.8 | Solar Photovoltaic | SUN | PV | (T) Regulatory approvals received. Not under construction | 10
2021 | 11 | 62738 | Blue Marmot VIII LLC | IPP | Blue Marmot VIII | OR | 62863 | PRMLE | 9.8 | Solar Photovoltaic | SUN | PV | (T) Regulatory approvals received. Not under construction | 10
2021 | 11 | 63414 | Cool Springs Solar, LLC | IPP | Cool Springs Solar | GA | 63721 | COOLS | 213 | Solar Photovoltaic | SUN | PV | (T) Regulatory approvals received. Not under construction | 213
2021 | 11 | 63418 | Elora Solar | IPP | Elora Solar | TN | 63719 | ELO | 150 | Solar Photovoltaic | SUN | PV | (T) Regulatory approvals received. Not under construction | 150
2021 | 11 | 6452 | Florida Power & Light Co | Electric Utility | Manatee Solar Energy Center | FL | 60014 | BMS | 409 | Batteries | MWH | BA | (P) Planned for installation, but regulatory approvals not initiated | 409
2021 | 11 | 7140 | Georgia Power Co | Electric Utility | Vogtle | GA | 649 | 3 | 1100 | Nuclear | NUC | ST | (U) Under construction, less than or equal to 50 percent complete | 1100
2021 | 11 | 63289 | Key Capture Energy | IPP | NY2 Battery | NY | 63584 | NY2 | 200 | Batteries | MWH | BA | (P) Planned for installation, but regulatory approvals not initiated | 200
2021 | 11 | 62842 | Lightsource Renewable Energy Asset Management, LLC | IPP | Bighorn Solar 1 | CO | 63770 | COBH1 | 240 | Solar Photovoltaic | SUN | PV | (P) Planned for installation, but regulatory approvals not initiated | 240
2021 | 11 | 60569 | Lincoln Land Wind, LLC | IPP | Lincoln Land Wind | IL | 58925 | SAN1 | 30 | Onshore Wind Turbine | WND | WT | (P) Planned for installation, but regulatory approvals not initiated | 30
2021 | 11 | 61762 | Long Ridge Energy Generation LLC | IPP | Hannibal Port Power Project | OH | 61322 | HPPP1 | 485 | Natural Gas Fired Combined Cycle | NG | CC | (P) Planned for installation, but regulatory approvals not initiated | 521.9
2021 | 11 | 55983 | Luminant Generation Company LLC | IPP | Alira | TX | 63193 | UNIT1 | 222.8 | Solar Photovoltaic | SUN | PV | (L) Regulatory approvals pending. Not under construction | 222.8
2021 | 11 | 58159 | Penn State University | Commercial | West Campus Steam Plant | PA | 58194 | CT2 | 5.2 | Natural Gas Fired Combustion Turbine | NG | GT | (U) Under construction, less than or equal to 50 percent complete | 6.1
2021 | 11 | 61331 | Popular Camp Wind Farm LLC | IPP | Poplar Camp Wind Farm | VA | 61111 | PC1 | 72 | Onshore Wind Turbine | WND | WT | (P) Planned for installation, but regulatory approvals not initiated | 72
2021 | 11 | 56215 | RWE Renewables Americas LLC | IPP | Hickory Park Solar | GA | 63522 | HPBAT | 40 | Batteries | MWH | BA | (L) Regulatory approvals pending. Not under construction | 40
2021 | 11 | 56215 | RWE Renewables Americas LLC | IPP | Hickory Park Solar | GA | 63522 | HPRK | 195.5 | Solar Photovoltaic | SUN | PV | (L) Regulatory approvals pending. Not under construction | 195.5
2021 | 11 | 61516 | Stratford Solar Center, LLC | IPP | Stratford Solar Center, LLC | VA | 61908 | STRAT | 15 | Solar Photovoltaic | SUN | PV | (P) Planned for installation, but regulatory approvals not initiated | 15
2021 | 11 | 18454 | Tampa Electric Co | Electric Utility | Big Bend | FL | 645 | GT5 | 360 | Natural Gas Fired Combustion Turbine | NG | GT | (P) Planned for installation, but regulatory approvals not initiated | 392
2021 | 11 | 18454 | Tampa Electric Co | Electric Utility | Big Bend | FL | 645 | GT6 | 360 | Natural Gas Fired Combustion Turbine | NG | GT | (P) Planned for installation, but regulatory approvals not initiated | 392
2021 | 11 | 18454 | Tampa Electric Co | Electric Utility | Mountain View Solar (FL) | FL | 61664 | GEN1 | 52.5 | Solar Photovoltaic | SUN | PV | (P) Planned for installation, but regulatory approvals not initiated | 52.5
2021 | 11 | 60387 | Townsite Solar, LLC | IPP | Townsite Solar Project | NV | 60654 | GEN02 | 90 | Batteries | MWH | BA | (T) Regulatory approvals received. Not under construction | 90
2021 | 12 | 61222 | 174 Power Global Corp. | IPP | Gerdau | TX | 63797 | GER01 | 80 | Solar Photovoltaic | SUN | PV | (P) Planned for installation, but regulatory approvals not initiated | 80
2021 | 12 | 61477 | 325MK 8me LLC | IPP | Eagle Shadow Mountain Solar Farm | NV | 61852 | ESMSF | 300 | Solar Photovoltaic | SUN | PV | (P) Planned for installation, but regulatory approvals not initiated | 300
2021 | 12 | 59495 | Ameren Missouri | Electric Utility | Green City Renewable Energy Center | MO | 63065 | GBESS | 2.5 | Batteries | MWH | BA | (L) Regulatory approvals pending. Not under construction | 2.5
2021 | 12 | 59495 | Ameren Missouri | Electric Utility | Green City Renewable Energy Center | MO | 63065 | GCREC | 10 | Solar Photovoltaic | SUN | PV | (L) Regulatory approvals pending. Not under construction | 10
2021 | 12 | 59495 | Ameren Missouri | Electric Utility | Richwoods Renewable Energy Center | MO | 63066 | RBESS | 4 | Batteries | MWH | BA | (L) Regulatory approvals pending. Not under construction | 4
2021 | 12 | 59495 | Ameren Missouri | Electric Utility | Richwoods Renewable Energy Center | MO | 63066 | RREC | 10 | Solar Photovoltaic | SUN | PV | (L) Regulatory approvals pending. Not under construction | 10
2021 | 12 | 59495 | Ameren Missouri | Electric Utility | Utica Renewable Energy Center | MO | 63067 | UBESS | 2 | Batteries | MWH | BA | (L) Regulatory approvals pending. Not under construction | 2
2021 | 12 | 59495 | Ameren Missouri | Electric Utility | Utica Renewable Energy Center | MO | 63067 | UREC | 10 | Solar Photovoltaic | SUN | PV | (L) Regulatory approvals pending. Not under construction | 10
2021 | 12 | 59192 | Amity Energy, LLC | IPP | Amity Energy LLC | PA | 59418 | 1 | 6.8 | Natural Gas Internal Combustion Engine | NG | IC | (L) Regulatory approvals pending. Not under construction | 7
2021 | 12 | 59192 | Amity Energy, LLC | IPP | Amity Energy LLC | PA | 59418 | 2 | 6.8 | Natural Gas Internal Combustion Engine | NG | IC | (L) Regulatory approvals pending. Not under construction | 7
2021 | 12 | 59192 | Amity Energy, LLC | IPP | Amity Energy LLC | PA | 59418 | 3 | 6.8 | Natural Gas Internal Combustion Engine | NG | IC | (L) Regulatory approvals pending. Not under construction | 7
2021 | 12 | 60927 | Anchor Energy LLC | IPP | Anchor Energy | PA | 61304 | GEN1 | 4.2 | Natural Gas Internal Combustion Engine | NG | IC | (P) Planned for installation, but regulatory approvals not initiated | 4.4
2021 | 12 | 60927 | Anchor Energy LLC | IPP | Anchor Energy | PA | 61304 | GEN2 | 4.2 | Natural Gas Internal Combustion Engine | NG | IC | (P) Planned for installation, but regulatory approvals not initiated | 4.4
2021 | 12 | 60927 | Anchor Energy LLC | IPP | Anchor Energy | PA | 61304 | GEN3 | 4.2 | Natural Gas Internal Combustion Engine | NG | IC | (P) Planned for installation, but regulatory approvals not initiated | 4.4
2021 | 12 | 60927 | Anchor Energy LLC | IPP | Anchor Energy | PA | 61304 | GEN4 | 4.2 | Natural Gas Internal Combustion Engine | NG | IC | (P) Planned for installation, but regulatory approvals not initiated | 4.4
2021 | 12 | 60927 | Anchor Energy LLC | IPP | Anchor Energy | PA | 61304 | GEN5 | 4.2 | Natural Gas Internal Combustion Engine | NG | IC | (P) Planned for installation, but regulatory approvals not initiated | 4.4
2021 | 12 | 803 | Arizona Public Service Co | Electric Utility | Cotton Center Solar Hybrid | AZ | 57561 | CC17M | 17 | Batteries | MWH | BA | (P) Planned for installation, but regulatory approvals not initiated | 17
2021 | 12 | 803 | Arizona Public Service Co | Electric Utility | Desert Star Hybrid | AZ | 62965 | DS10M | 10 | Batteries | MWH | BA | (P) Planned for installation, but regulatory approvals not initiated | 10
2021 | 12 | 803 | Arizona Public Service Co | Electric Utility | El Sol BESS | AZ | 62964 | EL50M | 50 | Batteries | MWH | BA | (P) Planned for installation, but regulatory approvals not initiated | 50
2021 | 12 | 803 | Arizona Public Service Co | Electric Utility | Foothills Solar Plant Hybrid | AZ | 57997 | FH38M | 38 | Batteries | MWH | BA | (P) Planned for installation, but regulatory approvals not initiated | 38
2021 | 12 | 803 | Arizona Public Service Co | Electric Utility | Gila Bend Hybrid | AZ | 59020 | GB36M | 36 | Batteries | MWH | BA | (P) Planned for installation, but regulatory approvals not initiated | 36
2021 | 12 | 803 | Arizona Public Service Co | Electric Utility | Hyder II Hybrid | AZ | 58383 | H214M | 14 | Batteries | MWH | BA | (P) Planned for installation, but regulatory approvals not initiated | 14
2021 | 12 | 803 | Arizona Public Service Co | Electric Utility | Hyder Solar Hybrid | AZ | 57563 | H116M | 16 | Batteries | MWH | BA | (P) Planned for installation, but regulatory approvals not initiated | 16
2021 | 12 | 803 | Arizona Public Service Co | Electric Utility | Paloma Solar Hybrid | AZ | 57562 | PA17M | 17 | Batteries | MWH | BA | (P) Planned for installation, but regulatory approvals not initiated | 17
2021 | 12 | 15399 | Avangrid Renewables LLC | IPP | Bakeoven Solar | OR | 63507 | BOS1 | 60 | Solar Photovoltaic | SUN | PV | (P) Planned for installation, but regulatory approvals not initiated | 60
2021 | 12 | 15399 | Avangrid Renewables LLC | IPP | Golden Hill Wind | OR | 63710 | GH1 | 200 | Onshore Wind Turbine | WND | WT | (T) Regulatory approvals received. Not under construction | 200
2021 | 12 | 15399 | Avangrid Renewables LLC | IPP | Lund Hill Solar | WA | 63509 | LHS1 | 150 | Solar Photovoltaic | SUN | PV | (P) Planned for installation, but regulatory approvals not initiated | 150
2021 | 12 | 59613 | BayWa r.e. Solar Projects LLC | IPP | Bluebird Solar LLC | KY | 62797 | BBIRD | 80 | Solar Photovoltaic | SUN | PV | (P) Planned for installation, but regulatory approvals not initiated | 80
2021 | 12 | 62708 | Black Bear Wind LLC | IPP | Black Bear Wind (MT) | MT | 62808 | BBW | 80 | Onshore Wind Turbine | WND | WT | (P) Planned for installation, but regulatory approvals not initiated | 80
2021 | 12 | 62713 | Buenos Aires Windpower LLC | IPP | Buenos Aires Phase 1 | TX | 62803 | BAW1 | 200 | Onshore Wind Turbine | WND | WT | (L) Regulatory approvals pending. Not under construction | 200
2021 | 12 | 63221 | CD4 | IPP | CD4 | CA | 63490 | OEC1 | 17 | Geothermal | GEO | BT | (L) Regulatory approvals pending. Not under construction | 25
2021 | 12 | 58508 | Carolina Solar Energy LLC | IPP | Cabaniss Solar | NC | 60430 | PV1 | 4.2 | Solar Photovoltaic | SUN | PV | (T) Regulatory approvals received. Not under construction | 4.2
2021 | 12 | 58508 | Carolina Solar Energy LLC | IPP | Sellers Farm Solar | NC | 60439 | PV1 | 5 | Solar Photovoltaic | SUN | PV | (T) Regulatory approvals received. Not under construction | 5
2021 | 12 | 56769 | Consolidated Edison Development Inc. | IPP | Battle Mountain Solar Project | NV | 61098 | BMSP | 101 | Solar Photovoltaic | SUN | PV | (L) Regulatory approvals pending. Not under construction | 101
2021 | 12 | 62898 | Dflex Power, LLC | IPP | John Paul Jones | TX | 63095 | JPJDX | 18.7 | Natural Gas Internal Combustion Engine | NG | IC | (P) Planned for installation, but regulatory approvals not initiated | 18.7
2021 | 12 | 62911 | Drew Solar LLC | IPP | Drew Solar LLC | CA | 63127 | DS | 100 | Solar Photovoltaic | SUN | PV | (L) Regulatory approvals pending. Not under construction | 100
2021 | 12 | 61785 | EDP Renewables North America LLC | IPP | Saddle Mountain East Wind Farm | WA | 62263 | GEN1 | 126 | Onshore Wind Turbine | WND | WT | (P) Planned for installation, but regulatory approvals not initiated | 126
2021 | 12 | 58970 | Ecoplexus, Inc | IPP | East Nash PV2 | NC | 63789 | ENSH2 | 26 | Solar Photovoltaic | SUN | PV | (L) Regulatory approvals pending. Not under construction | 26
2021 | 12 | 58970 | Ecoplexus, Inc | IPP | Grifton PV2 | NC | 63568 | GRFT2 | 56 | Solar Photovoltaic | SUN | PV | (L) Regulatory approvals pending. Not under construction | 56
2021 | 12 | 59380 | Enel Green Power NA, Inc. | IPP | Pomerado Energy Storage, LLC | CA | 61390 | PMRDO | 6 | Batteries | MWH | BA | (P) Planned for installation, but regulatory approvals not initiated | 6
2021 | 12 | 60496 | Enerparc Inc. | IPP | Scituate RI Solar, LLC | RI | 61841 | SCITU | 10 | Solar Photovoltaic | SUN | PV | (P) Planned for installation, but regulatory approvals not initiated | 10
2021 | 12 | 56615 | First Solar Project Development | IPP | White Wing Solar | AZ | 60572 | GEN01 | 200 | Solar Photovoltaic | SUN | PV | (T) Regulatory approvals received. Not under construction | 200
2021 | 12 | 62130 | Foundation CA Fund X Manager LLC | IPP | Foundation Dole Fresh Vegetables | CA | 62654 | WTG1 | 2.8 | Onshore Wind Turbine | WND | WT | (U) Under construction, less than or equal to 50 percent complete | 2.8
2021 | 12 | 62130 | Foundation CA Fund X Manager LLC | IPP | Foundation Dole Fresh Vegetables | CA | 62654 | WTG2 | 2.8 | Onshore Wind Turbine | WND | WT | (U) Under construction, less than or equal to 50 percent complete | 2.8
2021 | 12 | 61944 | GSRP | IPP | Dry Bridge Solar (Brown University) | RI | 62771 | DBS1 | 10 | Solar Photovoltaic | SUN | PV | (T) Regulatory approvals received. Not under construction | 10
2021 | 12 | 61944 | GSRP | IPP | Dry Bridge Solar (Brown University) | RI | 62771 | DBS2 | 10 | Solar Photovoltaic | SUN | PV | (T) Regulatory approvals received. Not under construction | 10
2021 | 12 | 61944 | GSRP | IPP | Dry Bridge Solar (Brown University) | RI | 62771 | DBS3 | 10 | Solar Photovoltaic | SUN | PV | (T) Regulatory approvals received. Not under construction | 10
2021 | 12 | 61944 | GSRP | IPP | Dry Bridge Solar (Brown University) | RI | 62771 | DBS4 | 10 | Solar Photovoltaic | SUN | PV | (T) Regulatory approvals received. Not under construction | 10
2021 | 12 | 62759 | Geronimo Energy | IPP | Elk Creek Solar | MN | 63250 | ELKCR | 80 | Solar Photovoltaic | SUN | PV | (T) Regulatory approvals received. Not under construction | 80
2021 | 12 | 62759 | Geronimo Energy | IPP | Prairie Wolf Solar LLC | IL | 62893 | PWOLF | 200 | Solar Photovoltaic | SUN | PV | (L) Regulatory approvals pending. Not under construction | 200
2021 | 12 | 61166 | Green Power Energy LLC | IPP | Cody Road Wind Farm | NY | 61592 | WT1 | 2.4 | Onshore Wind Turbine | WND | WT | (U) Under construction, less than or equal to 50 percent complete | 2.4
2021 | 12 | 61166 | Green Power Energy LLC | IPP | Cody Road Wind Farm | NY | 61592 | WT3 | 2.4 | Onshore Wind Turbine | WND | WT | (U) Under construction, less than or equal to 50 percent complete | 2.4
2021 | 12 | 61166 | Green Power Energy LLC | IPP | Cody Road Wind Farm | NY | 61592 | WT4 | 2.4 | Onshore Wind Turbine | WND | WT | (U) Under construction, less than or equal to 50 percent complete | 2.4
2021 | 12 | 61166 | Green Power Energy LLC | IPP | Cody Road Wind Farm | NY | 61592 | WT5 | 2.4 | Onshore Wind Turbine | WND | WT | (U) Under construction, less than or equal to 50 percent complete | 2.4
2021 | 12 | 62704 | Grizzly Wind LLC | IPP | Grizzly Wind LLC | MT | 62802 | GW | 80 | Onshore Wind Turbine | WND | WT | (P) Planned for installation, but regulatory approvals not initiated | 80
2021 | 12 | 62153 | Hecate Energy Highland LLC | IPP | Hecate Energy Highland LLC | OH | 62670 | HIGHL | 300 | Solar Photovoltaic | SUN | PV | (T) Regulatory approvals received. Not under construction | 300
2021 | 12 | 62765 | High Bridge Wind, LLC | IPP | High Bridge Wind Project | NY | 62894 | WT | 100 | Onshore Wind Turbine | WND | WT | (P) Planned for installation, but regulatory approvals not initiated | 100
2021 | 12 | 63497 | Highest Power Solar, LLC | IPP | Highest Power Solar, LLC | NC | 63812 | PGR31 | 48.7 | Solar Photovoltaic | SUN | PV | (L) Regulatory approvals pending. Not under construction | 48.7
2021 | 12 | 61853 | Innogy Renewables US LLC | IPP | Baron Winds Farm | NY | 60596 | 1 | 130 | Onshore Wind Turbine | WND | WT | (L) Regulatory approvals pending. Not under construction | 130
2021 | 12 | 61853 | Innogy Renewables US LLC | IPP | Buckeye Wind Farm | OH | 58776 | 1 | 99 | Onshore Wind Turbine | WND | WT | (L) Regulatory approvals pending. Not under construction | 99
2021 | 12 | 49893 | Invenergy Services LLC | IPP | Alle-Catt Wind Energy LLC | NY | 62954 | GEN1 | 340 | Onshore Wind Turbine | WND | WT | (U) Under construction, less than or equal to 50 percent complete | 340
2021 | 12 | 49893 | Invenergy Services LLC | IPP | Changing Winds | TX | 59243 | CHAN1 | 288 | Onshore Wind Turbine | WND | WT | (P) Planned for installation, but regulatory approvals not initiated | 288
2021 | 12 | 49893 | Invenergy Services LLC | IPP | Horseshoe Solar Energy | NY | 63096 | GEN1 | 180 | Solar Photovoltaic | SUN | PV | (U) Under construction, less than or equal to 50 percent complete | 180
2021 | 12 | 49893 | Invenergy Services LLC | IPP | Yum Yum Solar LLC | TN | 63026 | GEN1 | 147 | Solar Photovoltaic | SUN | PV | (U) Under construction, less than or equal to 50 percent complete | 147
2021 | 12 | 62912 | Iris Solar LLC | IPP | Iris Solar LLC | LA | 63128 | ISLLC | 50 | Solar Photovoltaic | SUN | PV | (L) Regulatory approvals pending. Not under construction | 50
2021 | 12 | 58378 | Jordan Hydroelectric LTD PTP | IPP | Flannagan Hydroelectric Project | VA | 58827 | LEFT | 0.4 | Conventional Hydroelectric | WAT | HY | (L) Regulatory approvals pending. Not under construction | 0.4
2021 | 12 | 58378 | Jordan Hydroelectric LTD PTP | IPP | Flannagan Hydroelectric Project | VA | 58827 | LEFT1 | 0.4 | Conventional Hydroelectric | WAT | HY | (L) Regulatory approvals pending. Not under construction | 0.4
2021 | 12 | 58378 | Jordan Hydroelectric LTD PTP | IPP | Flannagan Hydroelectric Project | VA | 58827 | LEFT2 | 0.4 | Conventional Hydroelectric | WAT | HY | (L) Regulatory approvals pending. Not under construction | 0.4
2021 | 12 | 58378 | Jordan Hydroelectric LTD PTP | IPP | Flannagan Hydroelectric Project | VA | 58827 | RGHT | 0.4 | Conventional Hydroelectric | WAT | HY | (L) Regulatory approvals pending. Not under construction | 0.4
2021 | 12 | 63107 | Lansing Renewables, LLC | IPP | Lansing Renewables, LLC | NY | 63337 | 6004 | 5 | Solar Photovoltaic | SUN | PV | (T) Regulatory approvals received. Not under construction | 5
2021 | 12 | 61421 | LeGore Bridge Solar Center, LLC | IPP | LeGore Bridge Solar Center | MD | 61796 | LGBSC | 20 | Solar Photovoltaic | SUN | PV | (P) Planned for installation, but regulatory approvals not initiated | 20
2021 | 12 | 63496 | Lick Creek Solar, LLC | IPP | Lick Creek Solar, LLC | NC | 63811 | PGR27 | 50 | Solar Photovoltaic | SUN | PV | (L) Regulatory approvals pending. Not under construction | 50
2021 | 12 | 62664 | Lock 14 Hydro Partners, LLC | IPP | Heidelberg Hydroelectric Project | KY | 62749 | 1 | 0.5 | Conventional Hydroelectric | WAT | HY | (T) Regulatory approvals received. Not under construction | 0.5
2021 | 12 | 62664 | Lock 14 Hydro Partners, LLC | IPP | Heidelberg Hydroelectric Project | KY | 62749 | 2 | 0.5 | Conventional Hydroelectric | WAT | HY | (T) Regulatory approvals received. Not under construction | 0.5
2021 | 12 | 62664 | Lock 14 Hydro Partners, LLC | IPP | Heidelberg Hydroelectric Project | KY | 62749 | 3 | 0.5 | Conventional Hydroelectric | WAT | HY | (T) Regulatory approvals received. Not under construction | 0.5
2021 | 12 | 62664 | Lock 14 Hydro Partners, LLC | IPP | Heidelberg Hydroelectric Project | KY | 62749 | 4 | 0.5 | Conventional Hydroelectric | WAT | HY | (T) Regulatory approvals received. Not under construction | 0.5
2021 | 12 | 62664 | Lock 14 Hydro Partners, LLC | IPP | Heidelberg Hydroelectric Project | KY | 62749 | 5 | 0.5 | Conventional Hydroelectric | WAT | HY | (T) Regulatory approvals received. Not under construction | 0.5
2021 | 12 | 58783 | Marseilles Land and Water Company | IPP | Marseilles Lock and Dam Hydro | IL | 58903 | UNIT1 | 2.6 | Conventional Hydroelectric | WAT | HY | (U) Under construction, less than or equal to 50 percent complete | 2.6
2021 | 12 | 58783 | Marseilles Land and Water Company | IPP | Marseilles Lock and Dam Hydro | IL | 58903 | UNIT2 | 2.6 | Conventional Hydroelectric | WAT | HY | (U) Under construction, less than or equal to 50 percent complete | 2.6
2021 | 12 | 58783 | Marseilles Land and Water Company | IPP | Marseilles Lock and Dam Hydro | IL | 58903 | UNIT3 | 2.6 | Conventional Hydroelectric | WAT | HY | (U) Under construction, less than or equal to 50 percent complete | 2.6
2021 | 12 | 58783 | Marseilles Land and Water Company | IPP | Marseilles Lock and Dam Hydro | IL | 58903 | UNIT4 | 2.6 | Conventional Hydroelectric | WAT | HY | (U) Under construction, less than or equal to 50 percent complete | 2.6
2021 | 12 | 63231 | Maverick Wind Project, LLC | IPP | Maverick Wind Project, LLC | OK | 63494 | GEN1 | 288 | Onshore Wind Turbine | WND | WT | (U) Under construction, less than or equal to 50 percent complete | 288
2021 | 12 | 62675 | Meherrin Solar LLC | IPP | Meherrin Solar | VA | 62758 | MEHER | 59.6 | Solar Photovoltaic | SUN | PV | (L) Regulatory approvals pending. Not under construction | 59.6
2021 | 12 | 61459 | Minco Wind V, LLC | IPP | Minco Wind V, LLC | OK | 61837 | MV | 220 | Onshore Wind Turbine | WND | WT | (P) Planned for installation, but regulatory approvals not initiated | 220
2021 | 12 | 60221 | North Slope LLC | IPP | North Slope, LLC | NY | 60420 | NSPV | 200 | Onshore Wind Turbine | WND | WT | (L) Regulatory approvals pending. Not under construction | 200
2021 | 12 | 63216 | North Valley | IPP | North Valley | NV | 63491 | OEC1 | 25 | Geothermal | GEO | BT | (L) Regulatory approvals pending. Not under construction | 37
2021 | 12 | 63110 | Owlville Creek Solar 2, LLC | IPP | Owlville Creek Solar 2, LLC | NY | 63340 | 6609 | 5 | Solar Photovoltaic | SUN | PV | (T) Regulatory approvals received. Not under construction | 5
2021 | 12 | 63111 | Owlville Creek Solar, LLC | IPP | Owlville Creek Solar, LLC | NY | 63341 | 6608 | 5 | Solar Photovoltaic | SUN | PV | (T) Regulatory approvals received. Not under construction | 5
2021 | 12 | 14328 | Pacific Gas & Electric Co. | Electric Utility | Llagas Energy Storage | CA | 63529 | LLAGS | 20 | Batteries | MWH | BA | (L) Regulatory approvals pending. Not under construction | 20
2021 | 12 | 56545 | Pattern Operators LP | IPP | Old Jackson Solar LLC | TX | 62501 | 1 | 127.5 | Solar Photovoltaic | SUN | PV | (P) Planned for installation, but regulatory approvals not initiated | 128
2021 | 12 | 56545 | Pattern Operators LP | IPP | Solemio LLC | TX | 62522 | 1 | 79.8 | Solar Photovoltaic | SUN | PV | (P) Planned for installation, but regulatory approvals not initiated | 80
2021 | 12 | 62689 | Piney Creek, LLC | IPP | Piney Creek Solar | VA | 62768 | PCSOL | 80 | Solar Photovoltaic | SUN | PV | (P) Planned for installation, but regulatory approvals not initiated | 80
2021 | 12 | 61301 | Plum Creek Wind Farm LLC | IPP | Plum Creek | MN | 61687 | PLMCK | 400 | Onshore Wind Turbine | WND | WT | (P) Planned for installation, but regulatory approvals not initiated | 400
2021 | 12 | 56215 | RWE Renewables Americas LLC | IPP | Blackjack Creek Wind Farm | TX | 62783 | BLKJK | 239.6 | Onshore Wind Turbine | WND | WT | (L) Regulatory approvals pending. Not under construction | 239.6
2021 | 12 | 61784 | Rolling Upland Wind Farm LLC | IPP | Rolling Upland Wind Farm LLC | NY | 62262 | GEN1 | 60 | Onshore Wind Turbine | WND | WT | (P) Planned for installation, but regulatory approvals not initiated | 60
2021 | 12 | 62896 | Rooney Ranch, LLC | IPP | Rooney Ranch | CA | 63088 | ROONR | 21 | Onshore Wind Turbine | WND | WT | (P) Planned for installation, but regulatory approvals not initiated | 21
2021 | 12 | 62983 | SE Athos I, LLC | IPP | Athos Solar Project | CA | 63300 | IPAT1 | 250 | Solar Photovoltaic | SUN | PV | (T) Regulatory approvals received. Not under construction | 250
2021 | 12 | 61900 | SR Arlington, LLC | IPP | SR Arlington I | GA | 62436 | ARLI | 20 | Solar Photovoltaic | SUN | PV | (T) Regulatory approvals received. Not under construction | 20
2021 | 12 | 62907 | Sand Hill A, LLC | IPP | Sand Hill A | CA | 63126 | SNDHA | 13.5 | Onshore Wind Turbine | WND | WT | (P) Planned for installation, but regulatory approvals not initiated | 13.5
2021 | 12 | 62908 | Sand Hill B, LLC | IPP | Sand Hill B | CA | 63652 | SNDHB | 17 | Onshore Wind Turbine | WND | WT | (P) Planned for installation, but regulatory approvals not initiated | 17
2021 | 12 | 62909 | Sand Hill C, LLC | IPP | Sand Hill C | CA | 63653 | SNDHC | 80 | Onshore Wind Turbine | WND | WT | (P) Planned for installation, but regulatory approvals not initiated | 80
2021 | 12 | 62109 | Searcy Solar, LLC | IPP | Searcy Solar Hybrid | AR | 62617 | SEABT | 10 | Batteries | MWH | BA | (P) Planned for installation, but regulatory approvals not initiated | 10
2021 | 12 | 62109 | Searcy Solar, LLC | IPP | Searcy Solar Hybrid | AR | 62617 | SEARC | 100 | Solar Photovoltaic | SUN | PV | (P) Planned for installation, but regulatory approvals not initiated | 100
2021 | 12 | 62152 | Skipjack Solar Center, LLC | IPP | Skipjack Solar Center | VA | 62675 | SKIPJ | 175 | Solar Photovoltaic | SUN | PV | (P) Planned for installation, but regulatory approvals not initiated | 175
2021 | 12 | 60523 | Springfield Project Development LLC | IPP | Homestead Wind LLC | IL | 60871 | HOMES | 50 | Onshore Wind Turbine | WND | WT | (P) Planned for installation, but regulatory approvals not initiated | 50
2021 | 12 | 62744 | St. James Solar, LLC | IPP | St. James Solar (LA) | LA | 62854 | SJS | 20 | Solar Photovoltaic | SUN | PV | (L) Regulatory approvals pending. Not under construction | 20
2021 | 12 | 63140 | Three Rivers Solar Power, LLC | IPP | Three Rivers Solar Power, LLC | ME | 63386 | 3RIVS | 100 | Solar Photovoltaic | SUN | PV | (U) Under construction, less than or equal to 50 percent complete | 100
2021 | 12 | 60387 | Townsite Solar, LLC | IPP | Townsite Solar Project | NV | 60654 | GEN01 | 160 | Solar Photovoltaic | SUN | PV | (T) Regulatory approvals received. Not under construction | 180
2021 | 12 | 60694 | Washburn Wind Energy LLC | IPP | Washburn Wind Farm | IA | 61071 | WASH | 70 | Onshore Wind Turbine | WND | WT | (U) Under construction, less than or equal to 50 percent complete | 70
2021 | 12 | 60847 | West Fork Wind, LLC | IPP | West Fork Wind | IN | 61214 | WT1 | 150 | Onshore Wind Turbine | WND | WT | (L) Regulatory approvals pending. Not under construction | 150
2021 | 12 | 63492 | West River Solar, LLC | IPP | West River Solar, LLC | NC | 63806 | PGR28 | 40 | Solar Photovoltaic | SUN | PV | (L) Regulatory approvals pending. Not under construction | 40
2021 | 12 | 62668 | Wheatridge Wind Energy, LLC | IPP | Wheatridge Hybrid | OR | 62745 | BTRY | 30 | Batteries | MWH | BA | (L) Regulatory approvals pending. Not under construction | 30
2021 | 12 | 62668 | Wheatridge Wind Energy, LLC | IPP | Wheatridge Hybrid | OR | 62745 | SOLAR | 50 | Solar Photovoltaic | SUN | PV | (L) Regulatory approvals pending. Not under construction | 50
2021 | 12 | 58761 | White Camp Solar LLC | IPP | White Camp Solar | TX | 58888 | WCAMP | 100 | Solar Photovoltaic | SUN | PV | (P) Planned for installation, but regulatory approvals not initiated | 100
2021 | 12 | 60519 | Williams Solar, LLC | IPP | Williams Solar, LLC | TX | 60859 | PV1 | 20 | Solar Photovoltaic | SUN | PV | (P) Planned for installation, but regulatory approvals not initiated | 20
2021 | 12 | 60932 | Wrighter Energy LLC | IPP | Wrighter Energy | PA | 61302 | GEN1 | 4.2 | Natural Gas Internal Combustion Engine | NG | IC | (P) Planned for installation, but regulatory approvals not initiated | 4.4
2021 | 12 | 60932 | Wrighter Energy LLC | IPP | Wrighter Energy | PA | 61302 | GEN2 | 4.2 | Natural Gas Internal Combustion Engine | NG | IC | (P) Planned for installation, but regulatory approvals not initiated | 4.4
2021 | 12 | 60932 | Wrighter Energy LLC | IPP | Wrighter Energy | PA | 61302 | GEN3 | 4.2 | Natural Gas Internal Combustion Engine | NG | IC | (P) Planned for installation, but regulatory approvals not initiated | 4.4
2021 | 12 | 60932 | Wrighter Energy LLC | IPP | Wrighter Energy | PA | 61302 | GEN4 | 4.2 | Natural Gas Internal Combustion Engine | NG | IC | (P) Planned for installation, but regulatory approvals not initiated | 4.4
2021 | 12 | 60932 | Wrighter Energy LLC | IPP | Wrighter Energy | PA | 61302 | GEN5 | 4.2 | Natural Gas Internal Combustion Engine | NG | IC | (P) Planned for installation, but regulatory approvals not initiated | 4.4
2022 | 1 | 14605 | City of Peabody - (MA) | Electric Utility | Waters River | MA | 1678 | 3 | 55 | Natural Gas Fired Combustion Turbine | NG | GT | (P) Planned for installation, but regulatory approvals not initiated | 60
2022 | 1 | 61060 | Cypress Creek Renewables | IPP | Thigpen Farms Solar, LLC | NC | 60850 | PV1 | 5 | Solar Photovoltaic | SUN | PV | (OT) Other | 5
2022 | 1 | 58765 | FGE Texas I LLC | IPP | FGE Texas I | TX | 58931 | CA1 | 249.9 | Natural Gas Fired Combined Cycle | NG | CA | (T) Regulatory approvals received. Not under construction | 265.2
2022 | 1 | 58765 | FGE Texas I LLC | IPP | FGE Texas I | TX | 58931 | GT1 | 226.7 | Natural Gas Fired Combined Cycle | NG | CT | (T) Regulatory approvals received. Not under construction | 238.9
2022 | 1 | 58765 | FGE Texas I LLC | IPP | FGE Texas I | TX | 58931 | GT2 | 226.7 | Natural Gas Fired Combined Cycle | NG | CT | (T) Regulatory approvals received. Not under construction | 238.9
2022 | 1 | 60971 | NYC ENERGY LLC | IPP | NISA Electric Generation Project | NY | 61331 | GEN1 | 59.7 | Natural Gas Fired Combined Cycle | NG | CT | (T) Regulatory approvals received. Not under construction | 70.5
2022 | 1 | 60971 | NYC ENERGY LLC | IPP | NISA Electric Generation Project | NY | 61331 | STG1 | 20.2 | Natural Gas Fired Combined Cycle | NG | CA | (T) Regulatory approvals received. Not under construction | 22
2022 | 1 | 60473 | Renovo Energy Center | IPP | Renovo Energy Center | PA | 60786 | RECNY | 480 | Natural Gas Fired Combined Cycle | NG | CS | (L) Regulatory approvals pending. Not under construction | 513
2022 | 1 | 60473 | Renovo Energy Center | IPP | Renovo Energy Center | PA | 60786 | RECPJ | 480 | Natural Gas Fired Combined Cycle | NG | CS | (L) Regulatory approvals pending. Not under construction | 513
2022 | 2 | 55983 | Luminant Generation Company LLC | IPP | Jayhawk | TX | 59806 | SOLAR | 101 | Solar Photovoltaic | SUN | PV | (L) Regulatory approvals pending. Not under construction | 101
2022 | 2 | 60836 | NTE Connecticut, LLC | IPP | Killingly Energy Center | CT | 61239 | KEC | 374.3 | Natural Gas Fired Combined Cycle | NG | CT | (L) Regulatory approvals pending. Not under construction | 501
2022 | 2 | 60836 | NTE Connecticut, LLC | IPP | Killingly Energy Center | CT | 61239 | KEC2 | 257.6 | Natural Gas Fired Combined Cycle | NG | CA | (L) Regulatory approvals pending. Not under construction | 312.8
2022 | 2 | 6775 | Village of Freeport - (NY) | Electric Utility | Plant No 1 Freeport | NY | 2678 | ENG13 | 3 | Landfill Gas | LFG | IC | (L) Regulatory approvals pending. Not under construction | 3
2022 | 3 | 62050 | Castleman Power Development LLC | IPP | Palestine Power Peaking Facility | TX | 62684 | PP-1 | 50 | Natural Gas Fired Combustion Turbine | NG | GT | (P) Planned for installation, but regulatory approvals not initiated | 50
2022 | 3 | 62050 | Castleman Power Development LLC | IPP | Palestine Power Peaking Facility | TX | 62684 | PP-2 | 50 | Natural Gas Fired Combustion Turbine | NG | GT | (P) Planned for installation, but regulatory approvals not initiated | 50
2022 | 3 | 62050 | Castleman Power Development LLC | IPP | Palestine Power Peaking Facility | TX | 62684 | PP-3 | 50 | Natural Gas Fired Combustion Turbine | NG | GT | (P) Planned for installation, but regulatory approvals not initiated | 50
2022 | 3 | 62050 | Castleman Power Development LLC | IPP | Palestine Power Peaking Facility | TX | 62684 | PP-4 | 50 | Natural Gas Fired Combustion Turbine | NG | GT | (P) Planned for installation, but regulatory approvals not initiated | 50
2022 | 3 | 62050 | Castleman Power Development LLC | IPP | Sealy Power Peaking Facility | TX | 62685 | SP-1 | 50 | Natural Gas Fired Combustion Turbine | NG | GT | (P) Planned for installation, but regulatory approvals not initiated | 50
2022 | 3 | 62050 | Castleman Power Development LLC | IPP | Sealy Power Peaking Facility | TX | 62685 | SP-2 | 50 | Natural Gas Fired Combustion Turbine | NG | GT | (P) Planned for installation, but regulatory approvals not initiated | 50
2022 | 3 | 62050 | Castleman Power Development LLC | IPP | Sealy Power Peaking Facility | TX | 62685 | SP-3 | 50 | Natural Gas Fired Combustion Turbine | NG | GT | (P) Planned for installation, but regulatory approvals not initiated | 50
2022 | 3 | 62050 | Castleman Power Development LLC | IPP | Sealy Power Peaking Facility | TX | 62685 | SP-4 | 50 | Natural Gas Fired Combustion Turbine | NG | GT | (P) Planned for installation, but regulatory approvals not initiated | 50
2022 | 3 | 60718 | Energy Resources USA, Inc. | IPP | Tom Bevill Lock and Dam Hydroelectric | AL | 61749 | GEN1 | 4 | Conventional Hydroelectric | WAT | HY | (P) Planned for installation, but regulatory approvals not initiated | 4
2022 | 3 | 60718 | Energy Resources USA, Inc. | IPP | Tom Bevill Lock and Dam Hydroelectric | AL | 61749 | GEN2 | 4 | Conventional Hydroelectric | WAT | HY | (P) Planned for installation, but regulatory approvals not initiated | 4
2022 | 3 | 60718 | Energy Resources USA, Inc. | IPP | Tom Bevill Lock and Dam Hydroelectric | AL | 61749 | GEN3 | 4 | Conventional Hydroelectric | WAT | HY | (P) Planned for installation, but regulatory approvals not initiated | 4
2022 | 3 | 61395 | Indeck Niles, LLC | IPP | Indeck Niles Energy Center | MI | 55460 | CT1 | 370.6 | Natural Gas Fired Combined Cycle | NG | CT | (U) Under construction, less than or equal to 50 percent complete | 370.6
2022 | 3 | 61395 | Indeck Niles, LLC | IPP | Indeck Niles Energy Center | MI | 55460 | CT2 | 370.6 | Natural Gas Fired Combined Cycle | NG | CT | (U) Under construction, less than or equal to 50 percent complete | 370.6
2022 | 3 | 61395 | Indeck Niles, LLC | IPP | Indeck Niles Energy Center | MI | 55460 | ST1 | 368.1 | Natural Gas Fired Combined Cycle | NG | CA | (U) Under construction, less than or equal to 50 percent complete | 368.1
2022 | 3 | 59137 | Palmer Renewable Energy | IPP | Palmer Renewable Energy | MA | 59336 | PRE | 42 | Wood/Wood Waste Biomass | WDS | ST | (T) Regulatory approvals received. Not under construction | 42
2022 | 4 | 60167 | Concord Blue Eagar, LLC | IPP | Concord Blue Eagar, LLC | AZ | 60374 | CB001 | 0.6 | Other Waste Biomass | OBG | IC | (L) Regulatory approvals pending. Not under construction | 0.6
2022 | 4 | 60167 | Concord Blue Eagar, LLC | IPP | Concord Blue Eagar, LLC | AZ | 60374 | CB002 | 0.6 | Other Waste Biomass | OBG | IC | (L) Regulatory approvals pending. Not under construction | 0.6
2022 | 4 | 5109 | DTE Electric Company | Electric Utility | Blue Water Energy Center | MI | 62192 | 11 | 359 | Natural Gas Fired Combined Cycle | NG | CT | (U) Under construction, less than or equal to 50 percent complete | 394.4
2022 | 4 | 5109 | DTE Electric Company | Electric Utility | Blue Water Energy Center | MI | 62192 | 12 | 359 | Natural Gas Fired Combined Cycle | NG | CT | (U) Under construction, less than or equal to 50 percent complete | 394.4
2022 | 4 | 5109 | DTE Electric Company | Electric Utility | Blue Water Energy Center | MI | 62192 | 1S | 428 | Natural Gas Fired Combined Cycle | NG | CA | (U) Under construction, less than or equal to 50 percent complete | 478.6
2022 | 4 | 62787 | Jackson Generation, LLC | IPP | Jackson Generation, LLC | IL | 62926 | 01 | 600 | Natural Gas Fired Combined Cycle | NG | CS | (T) Regulatory approvals received. Not under construction | 600
2022 | 4 | 62787 | Jackson Generation, LLC | IPP | Jackson Generation, LLC | IL | 62926 | 02 | 600 | Natural Gas Fired Combined Cycle | NG | CS | (T) Regulatory approvals received. Not under construction | 600
2022 | 4 | 63426 | RE Bravepost LLC | IPP | RE Bravepost LLC | TX | 63730 | BVPST | 200 | Solar Photovoltaic | SUN | PV | (L) Regulatory approvals pending. Not under construction | 200
2022 | 4 | 62983 | SE Athos I, LLC | IPP | Athos Solar Project | CA | 63300 | IPAT2 | 200 | Solar Photovoltaic | SUN | PV | (T) Regulatory approvals received. Not under construction | 200
2022 | 4 | 58846 | Southeast Renewable Fuels, LLC | Industrial | SRF Pulp Processing Facility | FL | 58997 | G1001 | 12 | Wood/Wood Waste Biomass | WDS | ST | (U) Under construction, less than or equal to 50 percent complete | 20
2022 | 4 | 62935 | TREX US Green Holly LLC | IPP | TREX US Green Holly | TX | 63201 | 705 | 400 | Solar Photovoltaic | SUN | PV | (L) Regulatory approvals pending. Not under construction | 400
2022 | 4 | 62935 | TREX US Green Holly LLC | IPP | TREX US Green Holly | TX | 63201 | 705-S | 5 | Batteries | MWH | BA | (L) Regulatory approvals pending. Not under construction | 5
2022 | 5 | 15399 | Avangrid Renewables LLC | IPP | Camino Solar | CA | 63508 | CS1 | 44 | Solar Photovoltaic | SUN | PV | (P) Planned for installation, but regulatory approvals not initiated | 44
2022 | 5 | 15399 | Avangrid Renewables LLC | IPP | Camino Solar | CA | 63508 | CS2 | 11 | Batteries | MWH | BA | (P) Planned for installation, but regulatory approvals not initiated | 11
2022 | 6 | 61541 | 1634 Solar, LLC | IPP | 1634 Solar | SC | 61935 | 3 | 2 | Solar Photovoltaic | SUN | PV | (T) Regulatory approvals received. Not under construction | 2
2022 | 6 | 61222 | 174 Power Global Corp. | IPP | Kupehau | HI | 63799 | KUP01 | 60 | Solar Photovoltaic | SUN | PV | (P) Planned for installation, but regulatory approvals not initiated | 60
2022 | 6 | 61222 | 174 Power Global Corp. | IPP | Kupehau | HI | 63799 | KUPB1 | 60 | Batteries | MWH | BA | (P) Planned for installation, but regulatory approvals not initiated | 60
2022 | 6 | 62921 | Arroyo Solar LLC | IPP | Arroyo Solar Energy Storage Hybrid | NM | 63172 | ARESS | 40 | Batteries | MWH | BA | (P) Planned for installation, but regulatory approvals not initiated | 40
2022 | 6 | 62921 | Arroyo Solar LLC | IPP | Arroyo Solar Energy Storage Hybrid | NM | 63172 | ARSOL | 300 | Solar Photovoltaic | SUN | PV | (P) Planned for installation, but regulatory approvals not initiated | 300
2022 | 6 | 61711 | Ashley Solar (SC) | IPP | Ashley Solar (SC) | SC | 62179 | 21 | 2 | Solar Photovoltaic | SUN | PV | (T) Regulatory approvals received. Not under construction | 2
2022 | 6 | 61712 | Atlantic Solar | IPP | Atlantic Solar | SC | 62180 | 22 | 1 | Solar Photovoltaic | SUN | PV | (T) Regulatory approvals received. Not under construction | 1
2022 | 6 | 61713 | B & K Solar | IPP | B & K Solar | SC | 62181 | 23 | 63 | Solar Photovoltaic | SUN | PV | (T) Regulatory approvals received. Not under construction | 63
2022 | 6 | 61544 | Bani Solar, LLC | IPP | Bani Solar | SC | 61938 | 4 | 2 | Solar Photovoltaic | SUN | PV | (T) Regulatory approvals received. Not under construction | 2
2022 | 6 | 61714 | Battle Solar | IPP | Battle Solar | SC | 62182 | 24 | 2 | Solar Photovoltaic | SUN | PV | (T) Regulatory approvals received. Not under construction | 2
2022 | 6 | 61715 | Bell Solar | IPP | Bell Solar | SC | 62183 | 25 | 6.1 | Solar Photovoltaic | SUN | PV | (T) Regulatory approvals received. Not under construction | 6.1
2022 | 6 | 61716 | Big Fork Solar | IPP | Big Fork Solar | SC | 62184 | 26 | 74.9 | Solar Photovoltaic | SUN | PV | (T) Regulatory approvals received. Not under construction | 74.9
2022 | 6 | 61717 | Birch Solar | IPP | Birch Solar | SC | 62185 | 27 | 2 | Solar Photovoltaic | SUN | PV | (T) Regulatory approvals received. Not under construction | 2
2022 | 6 | 61519 | Blackville Solar Farm, LLC | IPP | Blackville Solar Farm, LLC | SC | 61918 | 1 | 7.2 | Solar Photovoltaic | SUN | PV | (U) Under construction, less than or equal to 50 percent complete | 7.2
2022 | 6 | 62920 | Cabin Point Solar Center LLC | IPP | Cabin Point Solar Center | VA | 63134 | CBNPT | 75 | Solar Photovoltaic | SUN | PV | (P) Planned for installation, but regulatory approvals not initiated | 75
2022 | 6 | 60395 | California Ethanol Power, LLC | Industrial | CE&P Imperial Valley 1 | CA | 60670 | 1 | 50 | All Other | OTH | CC | (T) Regulatory approvals received. Not under construction | 50
2022 | 6 | 61718 | Chapman Solar | IPP | Chapman Solar | SC | 62186 | 28 | 2 | Solar Photovoltaic | SUN | PV | (T) Regulatory approvals received. Not under construction | 2
2022 | 6 | 61719 | Clark Solar | IPP | Clark Solar | SC | 62187 | 29 | 2 | Solar Photovoltaic | SUN | PV | (T) Regulatory approvals received. Not under construction | 2
2022 | 6 | 61720 | Colleton Solar | IPP | Colleton Solar | SC | 62188 | 30 | 75 | Solar Photovoltaic | SUN | PV | (T) Regulatory approvals received. Not under construction | 75
2022 | 6 | 61721 | Collins Farm Solar | IPP | Collins Farm Solar | SC | 62189 | 31 | 5.4 | Solar Photovoltaic | SUN | PV | (T) Regulatory approvals received. Not under construction | 5.4
2022 | 6 | 61722 | Crossroads Solar | IPP | Crossroads Solar | SC | 62190 | 32 | 67.7 | Solar Photovoltaic | SUN | PV | (T) Regulatory approvals received. Not under construction | 67.7
2022 | 6 | 61729 | Culpepper Solar | IPP | Culpepper Solar | SC | 62221 | 33 | 69.5 | Solar Photovoltaic | SUN | PV | (T) Regulatory approvals received. Not under construction | 69.5
2022 | 6 | 61730 | Dadswell Solar | IPP | Dadswell Solar | SC | 62222 | 34 | 1 | Solar Photovoltaic | SUN | PV | (T) Regulatory approvals received. Not under construction | 1
2022 | 6 | 61731 | Denmark Solar | IPP | Denmark Solar | SC | 62211 | 35 | 6 | Solar Photovoltaic | SUN | PV | (T) Regulatory approvals received. Not under construction | 6
2022 | 6 | 61732 | Fairfield Solar | IPP | Fairfield Solar | SC | 62212 | 36 | 10 | Solar Photovoltaic | SUN | PV | (T) Regulatory approvals received. Not under construction | 10
2022 | 6 | 61733 | Fishwater Solar | IPP | Fishwater Solar | SC | 62213 | 37 | 2 | Solar Photovoltaic | SUN | PV | (T) Regulatory approvals received. Not under construction | 2
2022 | 6 | 6452 | Florida Power & Light Co | Electric Utility | Lauderdale | FL | 613 | 7GT1 | 385.6 | Natural Gas Fired Combined Cycle | NG | CT | (T) Regulatory approvals received. Not under construction | 385.6
2022 | 6 | 6452 | Florida Power & Light Co | Electric Utility | Lauderdale | FL | 613 | 7GT2 | 385.6 | Natural Gas Fired Combined Cycle | NG | CT | (T) Regulatory approvals received. Not under construction | 385.6
2022 | 6 | 6452 | Florida Power & Light Co | Electric Utility | Lauderdale | FL | 613 | ST7 | 391.8 | Natural Gas Fired Combined Cycle | NG | CA | (T) Regulatory approvals received. Not under construction | 391.8
2022 | 6 | 61735 | Foreman Solar | IPP | Foreman Solar | SC | 62215 | 39 | 6.4 | Solar Photovoltaic | SUN | PV | (T) Regulatory approvals received. Not under construction | 6.4
2022 | 6 | 61737 | GEB Solar | IPP | GEB Solar | SC | 62217 | 40 | 60 | Solar Photovoltaic | SUN | PV | (T) Regulatory approvals received. Not under construction | 60
2022 | 6 | 61738 | Gedosch Solar II | IPP | Gedosch Solar II | SC | 62218 | 42 | 2 | Solar Photovoltaic | SUN | PV | (T) Regulatory approvals received. Not under construction | 2
2022 | 6 | 63437 | Helena Wind, LLC | IPP | Helena Wind | TX | 63738 | HEL | 175 | Onshore Wind Turbine | WND | WT | (L) Regulatory approvals pending. Not under construction | 175
2022 | 6 | 61746 | Holliday Solar I | IPP | Holliday Solar I | SC | 62229 | 43 | 75 | Solar Photovoltaic | SUN | PV | (T) Regulatory approvals received. Not under construction | 75
2022 | 6 | 61749 | Jackson Solar | IPP | Jackson Solar | SC | 62232 | 46 | 14 | Solar Photovoltaic | SUN | PV | (T) Regulatory approvals received. Not under construction | 14
2022 | 6 | 61750 | Jefferson Solar | IPP | Jefferson Solar | SC | 62233 | 47 | 8.2 | Solar Photovoltaic | SUN | PV | (T) Regulatory approvals received. Not under construction | 8.2
2022 | 6 | 61751 | Juniper Solar | IPP | Juniper Solar | SC | 62234 | 48 | 65.5 | Solar Photovoltaic | SUN | PV | (T) Regulatory approvals received. Not under construction | 65.5
2022 | 6 | 61752 | Lone Star Solar | IPP | Lone Star Solar | SC | 62235 | 49 | 66 | Solar Photovoltaic | SUN | PV | (T) Regulatory approvals received. Not under construction | 66
2022 | 6 | 61753 | Luz Solar | IPP | Luz Solar | SC | 62236 | 50 | 2 | Solar Photovoltaic | SUN | PV | (T) Regulatory approvals received. Not under construction | 2
2022 | 6 | 61755 | Marshall Solar | IPP | Marshall Solar | SC | 62238 | 52 | 2 | Solar Photovoltaic | SUN | PV | (T) Regulatory approvals received. Not under construction | 2
2022 | 6 | 61796 | Martin Central Solar | IPP | Martin Central Solar | SC | 62285 | 53 | 2 | Solar Photovoltaic | SUN | PV | (T) Regulatory approvals received. Not under construction | 2
2022 | 6 | 61787 | Martin East Solar | IPP | Martin East Solar | SC | 62276 | 54 | 2 | Solar Photovoltaic | SUN | PV | (T) Regulatory approvals received. Not under construction | 2
2022 | 6 | 61788 | Martin West Solar | IPP | Martin West Solar | SC | 62277 | 55 | 2 | Solar Photovoltaic | SUN | PV | (T) Regulatory approvals received. Not under construction | 2
2022 | 6 | 61789 | McClain Solar | IPP | McClain Solar | SC | 62278 | 56 | 17.3 | Solar Photovoltaic | SUN | PV | (T) Regulatory approvals received. Not under construction | 17.3
2022 | 6 | 61790 | McCormick Solar | IPP | McCormick Solar | SC | 62279 | 57 | 2 | Solar Photovoltaic | SUN | PV | (T) Regulatory approvals received. Not under construction | 2
2022 | 6 | 61791 | Melsam Solar | IPP | Melsam Solar | SC | 62280 | 58 | 60.5 | Solar Photovoltaic | SUN | PV | (T) Regulatory approvals received. Not under construction | 60.5
2022 | 6 | 61792 | Middleton Solar | IPP | Middleton Solar | SC | 62281 | 59 | 2 | Solar Photovoltaic | SUN | PV | (T) Regulatory approvals received. Not under construction | 2
2022 | 6 | 61793 | Pee Dee Solar I | IPP | Pee Dee Solar I | SC | 62282 | 60 | 2 | Solar Photovoltaic | SUN | PV | (T) Regulatory approvals received. Not under construction | 2
2022 | 6 | 61794 | Pee Dee Solar II | IPP | Pee Dee Solar II | SC | 62283 | 61 | 2 | Solar Photovoltaic | SUN | PV | (T) Regulatory approvals received. Not under construction | 2
2022 | 6 | 61795 | Power Solar | IPP | Power Solar | SC | 62284 | 62 | 3 | Solar Photovoltaic | SUN | PV | (T) Regulatory approvals received. Not under construction | 3
2022 | 6 | 61804 | Pruger Solar I | IPP | Pruger Solar I | SC | 62292 | 63 | 2 | Solar Photovoltaic | SUN | PV | (T) Regulatory approvals received. Not under construction | 2
2022 | 6 | 61805 | Pruger Solar II | IPP | Pruger Solar II | SC | 62293 | 64 | 2 | Solar Photovoltaic | SUN | PV | (T) Regulatory approvals received. Not under construction | 2
2022 | 6 | 61806 | Pruger Solar III | IPP | Pruger Solar III | SC | 62294 | 65 | 2 | Solar Photovoltaic | SUN | PV | (T) Regulatory approvals received. Not under construction | 2
2022 | 6 | 15473 | Public Service Co of NM | Electric Utility | Pinon Energy Center | NM | 63281 | GT1 | 42.3 | Natural Gas Fired Combustion Turbine | NG | GT | (L) Regulatory approvals pending. Not under construction | 41.8
2022 | 6 | 15473 | Public Service Co of NM | Electric Utility | Pinon Energy Center | NM | 63281 | GT2 | 42.3 | Natural Gas Fired Combustion Turbine | NG | GT | (L) Regulatory approvals pending. Not under construction | 41.8
2022 | 6 | 15473 | Public Service Co of NM | Electric Utility | Pinon Energy Center | NM | 63281 | GT3 | 42.3 | Natural Gas Fired Combustion Turbine | NG | GT | (L) Regulatory approvals pending. Not under construction | 41.8
2022 | 6 | 15473 | Public Service Co of NM | Electric Utility | Pinon Energy Center | NM | 63281 | GT4 | 42.3 | Natural Gas Fired Combustion Turbine | NG | GT | (L) Regulatory approvals pending. Not under construction | 41.8
2022 | 6 | 15473 | Public Service Co of NM | Electric Utility | Pinon Energy Center | NM | 63281 | GT5 | 42.3 | Natural Gas Fired Combustion Turbine | NG | GT | (L) Regulatory approvals pending. Not under construction | 41.8
2022 | 6 | 15473 | Public Service Co of NM | Electric Utility | Pinon Energy Center | NM | 63281 | GT6 | 42.3 | Natural Gas Fired Combustion Turbine | NG | GT | (L) Regulatory approvals pending. Not under construction | 41.8
2022 | 6 | 15473 | Public Service Co of NM | Electric Utility | Pinon Energy Center | NM | 63281 | GT7 | 42.3 | Natural Gas Fired Combustion Turbine | NG | GT | (L) Regulatory approvals pending. Not under construction | 41.8
2022 | 6 | 61807 | Quest Solar | IPP | Quest Solar | SC | 62299 | 66 | 40 | Solar Photovoltaic | SUN | PV | (T) Regulatory approvals received. Not under construction | 40
2022 | 6 | 62694 | Rappahannock Solar, LLC | IPP | Rappahannock Solar, LLC | VA | 62780 | 100 | 1.5 | Solar Photovoltaic | SUN | PV | (T) Regulatory approvals received. Not under construction | 1.5
2022 | 6 | 54866 | Robinson Power Company LLC | IPP | Robinson Power Company LLC | PA | 56453 | CTG1 | 950 | Natural Gas Fired Combined Cycle | NG | CC | (L) Regulatory approvals pending. Not under construction | 1022.9
2022 | 6 | 61808 | Rollins Solar | IPP | Rollins Solar | SC | 62295 | 67 | 63 | Solar Photovoltaic | SUN | PV | (T) Regulatory approvals received. Not under construction | 63
2022 | 6 | 61809 | Ross Solar | IPP | Ross Solar | SC | 62296 | 68 | 75 | Solar Photovoltaic | SUN | PV | (T) Regulatory approvals received. Not under construction | 75
2022 | 6 | 61810 | Rutledge Solar | IPP | Rutledge Solar | SC | 62297 | 69 | 2 | Solar Photovoltaic | SUN | PV | (T) Regulatory approvals received. Not under construction | 2
2022 | 6 | 61814 | Sandifer Solar | IPP | Sandifer Solar | SC | 62298 | 70 | 2 | Solar Photovoltaic | SUN | PV | (T) Regulatory approvals received. Not under construction | 2
2022 | 6 | 61828 | Scarlet Solar | IPP | Scarlet Solar | SC | 62307 | 71 | 2 | Solar Photovoltaic | SUN | PV | (T) Regulatory approvals received. Not under construction | 2
2022 | 6 | 61829 | Shem Solar | IPP | Shem Solar | SC | 62308 | 72 | 2 | Solar Photovoltaic | SUN | PV | (T) Regulatory approvals received. Not under construction | 2
2022 | 6 | 61830 | Shining Sun Solar | IPP | Shining Sun Solar | SC | 62309 | 73 | 40 | Solar Photovoltaic | SUN | PV | (T) Regulatory approvals received. Not under construction | 40
2022 | 6 | 61831 | Shorthorn Solar | IPP | Shorthorn Solar | SC | 62310 | 74 | 60.5 | Solar Photovoltaic | SUN | PV | (T) Regulatory approvals received. Not under construction | 60.5
2022 | 6 | 61832 | Snoopy Solar | IPP | Snoopy Solar | SC | 62311 | 75 | 2 | Solar Photovoltaic | SUN | PV | (T) Regulatory approvals received. Not under construction | 2
2022 | 6 | 61833 | Southard Solar | IPP | Southard Solar | SC | 62312 | 76 | 6 | Solar Photovoltaic | SUN | PV | (T) Regulatory approvals received. Not under construction | 6
2022 | 6 | 57109 | St Joseph Energy Center LLC | IPP | St Joseph Energy Center | IN | 57794 | CT4 | 237 | Natural Gas Fired Combined Cycle | NG | CT | (T) Regulatory approvals received. Not under construction | 238
2022 | 6 | 61834 | Stamey Solar | IPP | Stamey Solar | SC | 62313 | 77 | 1 | Solar Photovoltaic | SUN | PV | (T) Regulatory approvals received. Not under construction | 2
2022 | 6 | 61835 | Tarpon Solar I | IPP | Tarpon Solar I | SC | 62314 | 78 | 2 | Solar Photovoltaic | SUN | PV | (T) Regulatory approvals received. Not under construction | 2
2022 | 6 | 61836 | Tedder Solar | IPP | Tedder Solar | SC | 62315 | 79 | 2 | Solar Photovoltaic | SUN | PV | (T) Regulatory approvals received. Not under construction | 2
2022 | 6 | 61837 | Ten Governors Solar | IPP | Ten Governors Solar | SC | 62316 | 80 | 28 | Solar Photovoltaic | SUN | PV | (T) Regulatory approvals received. Not under construction | 28
2022 | 6 | 61862 | Thomas Solar | IPP | Thomas Solar | SC | 62352 | 81 | 2 | Solar Photovoltaic | SUN | PV | (T) Regulatory approvals received. Not under construction | 2
2022 | 6 | 61861 | Topaz Solar | IPP | Topaz Solar (SC) | SC | 62349 | 82 | 2 | Solar Photovoltaic | SUN | PV | (T) Regulatory approvals received. Not under construction | 2
2022 | 6 | 61860 | Trask East Solar | IPP | Trask East Solar | SC | 62346 | 83 | 12 | Solar Photovoltaic | SUN | PV | (T) Regulatory approvals received. Not under construction | 12
2022 | 6 | 59056 | Tri Global Energy, LLC | IPP | Cone Renewable Energy Project, LLC | TX | 60272 | WT1 | 300 | Onshore Wind Turbine | WND | WT | (P) Planned for installation, but regulatory approvals not initiated | 300
2022 | 6 | 59056 | Tri Global Energy, LLC | IPP | Crosby County Wind Farm, LLC | TX | 60273 | WT1 | 120 | Onshore Wind Turbine | WND | WT | (P) Planned for installation, but regulatory approvals not initiated | 120
2022 | 6 | 61859 | Ulmer Solar | IPP | Ulmer Solar | SC | 62343 | 85 | 22 | Solar Photovoltaic | SUN | PV | (T) Regulatory approvals received. Not under construction | 22
2022 | 6 | 62650 | Victorville Energy Center, LLC | Industrial | Victorville Energy Center, LLC (CA) | CA | 62726 | 1 | 20.1 | All Other | WH | ST | (P) Planned for installation, but regulatory approvals not initiated | 20.1
2022 | 6 | 61868 | WSW Solar | IPP | WSW Solar | SC | 62350 | 86 | 10.8 | Solar Photovoltaic | SUN | PV | (T) Regulatory approvals received. Not under construction | 10.8
2022 | 6 | 61863 | Washington Solar (SC) | IPP | Washington Solar (SC) | SC | 62342 | 87 | 2 | Solar Photovoltaic | SUN | PV | (T) Regulatory approvals received. Not under construction | 2
2022 | 6 | 61864 | Washington Solar II (SC) | IPP | Washington Solar II (SC) | SC | 62344 | 88 | 2 | Solar Photovoltaic | SUN | PV | (T) Regulatory approvals received. Not under construction | 2
2022 | 6 | 61865 | Wayfair Solar | IPP | Wayfair Solar | SC | 62345 | 89 | 2 | Solar Photovoltaic | SUN | PV | (T) Regulatory approvals received. Not under construction | 2
2022 | 6 | 61866 | Weaver Solar | IPP | Weaver Solar | SC | 62347 | 90 | 2 | Solar Photovoltaic | SUN | PV | (T) Regulatory approvals received. Not under construction | 2
2022 | 6 | 61869 | Wysong Solar | IPP | Wysong Solar | SC | 62351 | 92 | 2.3 | Solar Photovoltaic | SUN | PV | (T) Regulatory approvals received. Not under construction | 2.3
2022 | 6 | 61870 | Yemassee Solar | IPP | Yemassee Solar | SC | 62353 | 93 | 10 | Solar Photovoltaic | SUN | PV | (T) Regulatory approvals received. Not under construction | 10
2022 | 6 | 61871 | York Solar | IPP | York Solar | SC | 62354 | 94 | 2 | Solar Photovoltaic | SUN | PV | (T) Regulatory approvals received. Not under construction | 2
2022 | 7 | 49893 | Invenergy Services LLC | IPP | Delilah Solar Energy LLC | TX | 63194 | GEN1 | 250 | Solar Photovoltaic | SUN | PV | (U) Under construction, less than or equal to 50 percent complete | 250
2022 | 7 | 62842 | Lightsource Renewable Energy Asset Management, LLC | IPP | Blackbear Solar 1 | AL | 63765 | ALBB1 | 100 | Solar Photovoltaic | SUN | PV | (P) Planned for installation, but regulatory approvals not initiated | 100
2022 | 7 | 62936 | TREX US Red Holly LLC | IPP | TREX US Red Holly | TX | 63202 | 701 | 250 | Solar Photovoltaic | SUN | PV | (L) Regulatory approvals pending. Not under construction | 250
2022 | 8 | 60796 | 91MC 8me LLC | IPP | Peak Valley Solar Farm | CA | 61167 | 91MC8 | 200 | Solar Photovoltaic | SUN | PV | (P) Planned for installation, but regulatory approvals not initiated | 200
2022 | 8 | 62806 | Guernsey Power Station LLC | IPP | Guernsey Power Station | OH | 62949 | GPS1 | 612 | Natural Gas Fired Combined Cycle | NG | CS | (L) Regulatory approvals pending. Not under construction | 685
2022 | 9 | 62806 | Guernsey Power Station LLC | IPP | Guernsey Power Station | OH | 62949 | GPS2 | 612 | Natural Gas Fired Combined Cycle | NG | CS | (L) Regulatory approvals pending. Not under construction | 685
2022 | 9 | 63416 | Ho'Ohana Solar 1 LLC | IPP | Ho'Ohana Solar 1 | HI | 63723 | H0001 | 52 | Solar Photovoltaic | SUN | PV | (P) Planned for installation, but regulatory approvals not initiated | 52
2022 | 9 | 63416 | Ho'Ohana Solar 1 LLC | IPP | Ho'Ohana Solar 1 | HI | 63723 | HESS1 | 52 | Batteries | MWH | BA | (P) Planned for installation, but regulatory approvals not initiated | 52
2022 | 9 | 62842 | Lightsource Renewable Energy Asset Management, LLC | IPP | Happy Solar 1 | AR | 63766 | ARHA1 | 95 | Solar Photovoltaic | SUN | PV | (P) Planned for installation, but regulatory approvals not initiated | 95
2022 | 10 | 62709 | Bakerstand Solar LLC | IPP | Bakerstand Solar (NY) | NY | 62811 | BKSTD | 20 | Solar Photovoltaic | SUN | PV | (P) Planned for installation, but regulatory approvals not initiated | 20
2022 | 10 | 62806 | Guernsey Power Station LLC | IPP | Guernsey Power Station | OH | 62949 | GPS3 | 612 | Natural Gas Fired Combined Cycle | NG | CS | (L) Regulatory approvals pending. Not under construction | 685
2022 | 10 | 59761 | McLean Homestead, LLC | IPP | McLean Homestead | NC | 60020 | PV1 | 4.9 | Solar Photovoltaic | SUN | PV | (L) Regulatory approvals pending. Not under construction | 4.9
2022 | 11 | 60797 | 68SF 8me LLC | IPP | Eland Solar & Storage Center, Phase 1 Hybrid | CA | 61168 | 61168 | 150 | Batteries | MWH | BA | (P) Planned for installation, but regulatory approvals not initiated | 150
2022 | 11 | 60797 | 68SF 8me LLC | IPP | Eland Solar & Storage Center, Phase 1 Hybrid | CA | 61168 | 68SF8 | 200 | Solar Photovoltaic | SUN | PV | (P) Planned for installation, but regulatory approvals not initiated | 200
2022 | 11 | 7140 | Georgia Power Co | Electric Utility | Vogtle | GA | 649 | 4 | 1100 | Nuclear | NUC | ST | (U) Under construction, less than or equal to 50 percent complete | 1100
2022 | 12 | 61222 | 174 Power Global Corp. | IPP | Atlas | AZ | 63798 | ATL01 | 300 | Solar Photovoltaic | SUN | PV | (P) Planned for installation, but regulatory approvals not initiated | 300
2022 | 12 | 61222 | 174 Power Global Corp. | IPP | Atlas | AZ | 63798 | ATLB1 | 300 | Batteries | MWH | BA | (P) Planned for installation, but regulatory approvals not initiated | 300
2022 | 12 | 63448 | Aiya Solar CEI, LLC | IPP | Aiya Solar Project | NV | 59869 | GEN01 | 100 | Solar Photovoltaic | SUN | PV | (P) Planned for installation, but regulatory approvals not initiated | 100
2022 | 12 | 61768 | Arrow Canyon Solar LLC | IPP | Arrow Canyon Solar Hybrid | NV | 62248 | 1 | 200 | Solar Photovoltaic | SUN | PV | (P) Planned for installation, but regulatory approvals not initiated | 200
2022 | 12 | 61768 | Arrow Canyon Solar LLC | IPP | Arrow Canyon Solar Hybrid | NV | 62248 | 2 | 75 | Batteries | MWH | BA | (P) Planned for installation, but regulatory approvals not initiated | 75
2022 | 12 | 15399 | Avangrid Renewables LLC | IPP | Midland Wind | IL | 63003 | 1 | 115 | Onshore Wind Turbine | WND | WT | (P) Planned for installation, but regulatory approvals not initiated | 115
2022 | 12 | 63421 | Biggs Ford Solar Center, LLC | IPP | Biggs Ford Solar Center | MD | 61321 | BFSC | 15 | Solar Photovoltaic | SUN | PV | (P) Planned for installation, but regulatory approvals not initiated | 15
2022 | 12 | 61386 | C4GT, LLC | IPP | C4GT | VA | 61760 | C4GT | 1060 | Natural Gas Fired Combined Cycle | NG | CC | (T) Regulatory approvals received. Not under construction | 1060
2022 | 12 | 59432 | Clear Creek Power | IPP | Highland Park Project | CO | 59659 | HPWT | 181 | Onshore Wind Turbine | WND | WT | (P) Planned for installation, but regulatory approvals not initiated | 181
2022 | 12 | 56769 | Consolidated Edison Development Inc. | IPP | Burt County Wind | NE | 61511 | BCNE | 75 | Onshore Wind Turbine | WND | WT | (L) Regulatory approvals pending. Not under construction | 75
2022 | 12 | 54803 | Dynegy Oakland, LLC | IPP | Dynegy Oakland Power Plant | CA | 6211 | GEN4 | 36.3 | Batteries | MWH | BA | (P) Planned for installation, but regulatory approvals not initiated | 36.3
2022 | 12 | 62760 | EDPR CA Solar Park VI LLC | IPP | EDPR CA Solar Park VI LLC (CA) Hybrid | CA | 62892 | SONR2 | 40 | Batteries | MWH | BA | (T) Regulatory approvals received. Not under construction | 40
2022 | 12 | 62760 | EDPR CA Solar Park VI LLC | IPP | EDPR CA Solar Park VI LLC (CA) Hybrid | CA | 62892 | SONRI | 200 | Solar Photovoltaic | SUN | PV | (T) Regulatory approvals received. Not under construction | 201
2022 | 12 | 59380 | Enel Green Power NA, Inc. | IPP | Cascade Energy Storage, LLC | CA | 61801 | 10002 | 25 | Batteries | MWH | BA | (L) Regulatory approvals pending. Not under construction | 25
2022 | 12 | 59380 | Enel Green Power NA, Inc. | IPP | Sierra Energy Storage, LLC | CA | 61803 | 10003 | 10 | Batteries | MWH | BA | (L) Regulatory approvals pending. Not under construction | 10
2022 | 12 | 56615 | First Solar Project Development | IPP | Portal Ridge Solar A, LLC | CA | 60309 | GEN01 | 18.5 | Solar Photovoltaic | SUN | PV | (L) Regulatory approvals pending. Not under construction | 18.5
2022 | 12 | 56615 | First Solar Project Development | IPP | Willow Spring Solar 3, LLC | CA | 60325 | GEN01 | 75 | Solar Photovoltaic | SUN | PV | (T) Regulatory approvals received. Not under construction | 75
2022 | 12 | 56615 | First Solar Project Development | IPP | Windhub Solar B, LLC | CA | 59969 | GEN01 | 20 | Solar Photovoltaic | SUN | PV | (L) Regulatory approvals pending. Not under construction | 20
2022 | 12 | 60411 | Friesian Holdings, LLC | IPP | Friesian Holdings | NC | 60692 | PV1 | 75 | Solar Photovoltaic | SUN | PV | (L) Regulatory approvals pending. Not under construction | 75
2022 | 12 | 61736 | Gaines Solar | IPP | Gaines Solar | SC | 62216 | 41 | 2 | Solar Photovoltaic | SUN | PV | (T) Regulatory approvals received. Not under construction | 2
2022 | 12 | 58880 | Gallegos Wind Farm LLC | IPP | Gallegos Wind Farm, Phase 1 | NM | 59047 | GEN 1 | 180 | Onshore Wind Turbine | WND | WT | (P) Planned for installation, but regulatory approvals not initiated | 180
2022 | 12 | 62008 | Hale Kuawehi Solar LLC | IPP | Hale Kuawehi Solar Hybrid | HI | 62529 | HKBA | 30 | Batteries | MWH | BA | (P) Planned for installation, but regulatory approvals not initiated | 30
2022 | 12 | 62008 | Hale Kuawehi Solar LLC | IPP | Hale Kuawehi Solar Hybrid | HI | 62529 | HKSOL | 30 | Solar Photovoltaic | SUN | PV | (P) Planned for installation, but regulatory approvals not initiated | 30
2022 | 12 | 61638 | Harrison Power LLC | IPP | Cadiz Power Plant | OH | 62153 | GEN 1 | 550 | Natural Gas Fired Combined Cycle | NG | CS | (P) Planned for installation, but regulatory approvals not initiated | 660
2022 | 12 | 61638 | Harrison Power LLC | IPP | Cadiz Power Plant | OH | 62153 | GEN 2 | 550 | Natural Gas Fired Combined Cycle | NG | CS | (P) Planned for installation, but regulatory approvals not initiated | 660
2022 | 12 | 49893 | Invenergy Services LLC | IPP | Samson Solar Energy | TX | 63211 | GEN1 | 250 | Solar Photovoltaic | SUN | PV | (U) Under construction, less than or equal to 50 percent complete | 250
2022 | 12 | 49893 | Invenergy Services LLC | IPP | Tip Top Solar Energy Center LLC | NM | 63028 | GEN1 | 220 | Solar Photovoltaic | SUN | PV | (P) Planned for installation, but regulatory approvals not initiated | 220
2022 | 12 | 58804 | Lake Erie Energy Development Corp | IPP | Icebreaker Offshore Wind Farm | OH | 58941 | WTG1 | 3.4 | Offshore Wind Turbine | WND | WS | (L) Regulatory approvals pending. Not under construction | 3.4
2022 | 12 | 58804 | Lake Erie Energy Development Corp | IPP | Icebreaker Offshore Wind Farm | OH | 58941 | WTG2 | 3.4 | Offshore Wind Turbine | WND | WS | (L) Regulatory approvals pending. Not under construction | 3.4
2022 | 12 | 58804 | Lake Erie Energy Development Corp | IPP | Icebreaker Offshore Wind Farm | OH | 58941 | WTG3 | 3.4 | Offshore Wind Turbine | WND | WS | (L) Regulatory approvals pending. Not under construction | 3.4
2022 | 12 | 58804 | Lake Erie Energy Development Corp | IPP | Icebreaker Offshore Wind Farm | OH | 58941 | WTG4 | 3.4 | Offshore Wind Turbine | WND | WS | (L) Regulatory approvals pending. Not under construction | 3.4
2022 | 12 | 58804 | Lake Erie Energy Development Corp | IPP | Icebreaker Offshore Wind Farm | OH | 58941 | WTG5 | 3.4 | Offshore Wind Turbine | WND | WS | (L) Regulatory approvals pending. Not under construction | 3.4
2022 | 12 | 58804 | Lake Erie Energy Development Corp | IPP | Icebreaker Offshore Wind Farm | OH | 58941 | WTG6 | 3.4 | Offshore Wind Turbine | WND | WS | (L) Regulatory approvals pending. Not under construction | 3.4
2022 | 12 | 61596 | Lincoln Land Energy Center LLC | IPP | Lincoln Land Energy Center | IL | 62022 | GEN1 | 520 | Natural Gas Fired Combined Cycle | NG | CS | (P) Planned for installation, but regulatory approvals not initiated | 638.4
2022 | 12 | 61596 | Lincoln Land Energy Center LLC | IPP | Lincoln Land Energy Center | IL | 62022 | GEN2 | 520 | Natural Gas Fired Combined Cycle | NG | CS | (P) Planned for installation, but regulatory approvals not initiated | 638.4
2022 | 12 | 62663 | Lock 13 Hydro Partners | IPP | Evelyn Hydroelectric Project | KY | 62748 | 1 | 0.6 | Conventional Hydroelectric | WAT | HY | (L) Regulatory approvals pending. Not under construction | 0.6
2022 | 12 | 62663 | Lock 13 Hydro Partners | IPP | Evelyn Hydroelectric Project | KY | 62748 | 2 | 0.6 | Conventional Hydroelectric | WAT | HY | (L) Regulatory approvals pending. Not under construction | 0.6
2022 | 12 | 62663 | Lock 13 Hydro Partners | IPP | Evelyn Hydroelectric Project | KY | 62748 | 3 | 0.6 | Conventional Hydroelectric | WAT | HY | (L) Regulatory approvals pending. Not under construction | 0.6
2022 | 12 | 62663 | Lock 13 Hydro Partners | IPP | Evelyn Hydroelectric Project | KY | 62748 | 4 | 0.6 | Conventional Hydroelectric | WAT | HY | (L) Regulatory approvals pending. Not under construction | 0.6
2022 | 12 | 62663 | Lock 13 Hydro Partners | IPP | Evelyn Hydroelectric Project | KY | 62748 | 5 | 0.6 | Conventional Hydroelectric | WAT | HY | (L) Regulatory approvals pending. Not under construction | 0.6
2022 | 12 | 61422 | Mason Dixon Solar Center, LLC | IPP | Mason Dixon Solar Center | MD | 61797 | PV | 20 | Solar Photovoltaic | SUN | PV | (P) Planned for installation, but regulatory approvals not initiated | 20
2022 | 12 | 63427 | Neptune Energy Center, LLC | IPP | Neptune Energy Center | CO | 63731 | NT325 | 325 | Solar Photovoltaic | SUN | PV | (P) Planned for installation, but regulatory approvals not initiated | 375
2022 | 12 | 63238 | OE_ALC | IPP | AL Solar C LLC | AL | 63513 | OEALC | 80 | Solar Photovoltaic | SUN | PV | (T) Regulatory approvals received. Not under construction | 80
2022 | 12 | 62036 | Paeahu Solar LLC | IPP | Paeahu Solar Hybrid | HI | 62534 | PHBA | 15 | Batteries | MWH | BA | (P) Planned for installation, but regulatory approvals not initiated | 15
2022 | 12 | 62036 | Paeahu Solar LLC | IPP | Paeahu Solar Hybrid | HI | 62534 | PHSOL | 15 | Solar Photovoltaic | SUN | PV | (P) Planned for installation, but regulatory approvals not initiated | 15
2022 | 12 | 58842 | Power Company of Wyoming LLC | IPP | Chokecherry and Sierra Madre Wind | WY | 58987 | I-A | 500 | Onshore Wind Turbine | WND | WT | (U) Under construction, less than or equal to 50 percent complete | 500
2022 | 12 | 61069 | RE Gaskell West LLC | IPP | RE Gaskell West 2 LLC | CA | 61446 | PV2 | 45 | Solar Photovoltaic | SUN | PV | (P) Planned for installation, but regulatory approvals not initiated | 45
2022 | 12 | 61069 | RE Gaskell West LLC | IPP | RE Gaskell West 3 LLC | CA | 61447 | PV3 | 20 | Solar Photovoltaic | SUN | PV | (P) Planned for installation, but regulatory approvals not initiated | 20
2022 | 12 | 61069 | RE Gaskell West LLC | IPP | RE Gaskell West 4 LLC | CA | 61448 | PV4 | 20 | Solar Photovoltaic | SUN | PV | (P) Planned for installation, but regulatory approvals not initiated | 20
2022 | 12 | 61069 | RE Gaskell West LLC | IPP | RE Gaskell West 5 LLC | CA | 61449 | PV5 | 20 | Solar Photovoltaic | SUN | PV | (P) Planned for installation, but regulatory approvals not initiated | 20
2022 | 12 | 56215 | RWE Renewables Americas LLC | IPP | Pinckard Solar | AL | 62787 | PCKND | 79.7 | Solar Photovoltaic | SUN | PV | (L) Regulatory approvals pending. Not under construction | 85.1
2022 | 12 | 21554 | Seminole Electric Cooperative Inc | Electric Utility | Seminole (FL) | FL | 136 | CT1 | 349.8 | Natural Gas Fired Combined Cycle | NG | CT | (L) Regulatory approvals pending. Not under construction | 384.2
2022 | 12 | 21554 | Seminole Electric Cooperative Inc | Electric Utility | Seminole (FL) | FL | 136 | CT2 | 349.8 | Natural Gas Fired Combined Cycle | NG | CT | (L) Regulatory approvals pending. Not under construction | 384.2
2022 | 12 | 21554 | Seminole Electric Cooperative Inc | Electric Utility | Seminole (FL) | FL | 136 | ST | 396.6 | Natural Gas Fired Combined Cycle | NG | CA | (L) Regulatory approvals pending. Not under construction | 414.8
2022 | 12 | 63454 | Thunder Wolf Energy Center, LLC | IPP | Thunder Wolf Energy Center | CO | 63776 | TW300 | 250 | Solar Photovoltaic | SUN | PV | (U) Under construction, less than or equal to 50 percent complete | 300
2022 | 12 | 59056 | Tri Global Energy, LLC | IPP | Easter | TX | 59971 | ESTR1 | 300 | Onshore Wind Turbine | WND | WT | (P) Planned for installation, but regulatory approvals not initiated | 300
2023 | 1 | 18454 | Tampa Electric Co | Electric Utility | Big Bend | FL | 645 | BBST1 | 335 | Natural Gas Steam Turbine | NG | ST | (P) Planned for installation, but regulatory approvals not initiated | 445.5
2023 | 2 | 59966 | ESC Harrison County Power | IPP | ESC Harrison County Power | WV | 60206 | HCCA1 | 205.4 | Natural Gas Fired Combined Cycle | NG | CA | (P) Planned for installation, but regulatory approvals not initiated | 207.4
2023 | 2 | 59966 | ESC Harrison County Power | IPP | ESC Harrison County Power | WV | 60206 | HCCT1 | 319.1 | Natural Gas Fired Combined Cycle | NG | CT | (P) Planned for installation, but regulatory approvals not initiated | 371.5
2023 | 3 | 59365 | Capital Power Corporation | IPP | Garrison Butte Wind, LLC | ND | 60066 | GEN | 150 | Onshore Wind Turbine | WND | WT | (P) Planned for installation, but regulatory approvals not initiated | 150
2023 | 3 | 56615 | First Solar Project Development | IPP | Desert Quartzite | CA | 59871 | GEN01 | 480 | Solar Photovoltaic | SUN | PV | (T) Regulatory approvals received. Not under construction | 480
2023 | 3 | 61130 | Helix Ravenswood, LLC | IPP | Ravenswood | NY | 2500 | RWES1 | 129 | Batteries | MWH | BA | (L) Regulatory approvals pending. Not under construction | 129
2023 | 3 | 61130 | Helix Ravenswood, LLC | IPP | Ravenswood | NY | 2500 | RWES2 | 98 | Batteries | MWH | BA | (L) Regulatory approvals pending. Not under construction | 98
2023 | 3 | 61130 | Helix Ravenswood, LLC | IPP | Ravenswood | NY | 2500 | RWES3 | 89 | Batteries | MWH | BA | (L) Regulatory approvals pending. Not under construction | 89
2023 | 4 | 17568 | Cooperative Energy | Electric Utility | R D Morrow | MS | 6061 | MOR1 | 514 | Natural Gas Fired Combined Cycle | NG | CC | (L) Regulatory approvals pending. Not under construction | 550
2023 | 5 | 62733 | Cranberry Point Energy Storage LLC | IPP | Cranberry Point Energy Storage | MA | 62844 | NA | 150 | Batteries | MWH | BA | (P) Planned for installation, but regulatory approvals not initiated | 150
2023 | 5 | 5701 | El Paso Electric Co | Electric Utility | Newman | TX | 3456 | 6 | 227.8 | Natural Gas Fired Combustion Turbine | NG | GT | (P) Planned for installation, but regulatory approvals not initiated | 227.8
2023 | 5 | 58766 | FGE Texas II LLC | IPP | FGE Texas II | TX | 58930 | CA1 | 249.9 | Natural Gas Fired Combined Cycle | NG | CA | (T) Regulatory approvals received. Not under construction | 265.2
2023 | 5 | 58766 | FGE Texas II LLC | IPP | FGE Texas II | TX | 58930 | GT1 | 226.7 | Natural Gas Fired Combined Cycle | NG | CT | (T) Regulatory approvals received. Not under construction | 238.9
2023 | 5 | 58766 | FGE Texas II LLC | IPP | FGE Texas II | TX | 58930 | GT2 | 226.7 | Natural Gas Fired Combined Cycle | NG | CT | (T) Regulatory approvals received. Not under construction | 238.9
2023 | 5 | 55983 | Luminant Generation Company LLC | IPP | Hallmark | TX | 63234 | UNIT1 | 42 | Solar Photovoltaic | SUN | PV | (L) Regulatory approvals pending. Not under construction | 42
2023 | 5 | 12199 | Montana-Dakota Utilities Co | Electric Utility | R M Heskett | ND | 2790 | 4 | 88 | Natural Gas Fired Combustion Turbine | NG | GT | (P) Planned for installation, but regulatory approvals not initiated | 88
2023 | 5 | 189 | PowerSouth Energy Cooperative | Electric Utility | Charles R Lowman | AL | 56 | LEC1 | 385 | Natural Gas Fired Combined Cycle | NG | CT | (T) Regulatory approvals received. Not under construction | 454.5
2023 | 5 | 189 | PowerSouth Energy Cooperative | Electric Utility | Charles R Lowman | AL | 56 | LEC2 | 245 | Natural Gas Fired Combined Cycle | NG | CA | (T) Regulatory approvals received. Not under construction | 272.2
2023 | 5 | 16572 | Salt River Project | Electric Utility | Copper Crossing Energy Center | AZ | 58413 | CCGS3 | 226 | Natural Gas Fired Combustion Turbine | NG | GT | (P) Planned for installation, but regulatory approvals not initiated | 241
2023 | 6 | 57109 | St Joseph Energy Center LLC | IPP | St Joseph Energy Center | IN | 57794 | ST2 | 232 | Natural Gas Fired Combined Cycle | NG | CA | (T) Regulatory approvals received. Not under construction | 260
2023 | 6 | 56789 | TBE Montgomery LLC | IPP | TBE-Montgomery LLC | NY | 57472 | CTG | 11.6 | Other Waste Biomass | OBG | CT | (U) Under construction, less than or equal to 50 percent complete | 12
2023 | 6 | 56789 | TBE Montgomery LLC | IPP | TBE-Montgomery LLC | NY | 57472 | STG | 7.4 | Other Waste Biomass | OBG | CA | (U) Under construction, less than or equal to 50 percent complete | 9
2023 | 7 | 60798 | 69SV 8me LLC | IPP | Eland Solar & Storage Center, Phase 2 Hybrid | CA | 61169 | 61169 | 150 | Batteries | MWH | BA | (P) Planned for installation, but regulatory approvals not initiated | 150
2023 | 7 | 60798 | 69SV 8me LLC | IPP | Eland Solar & Storage Center, Phase 2 Hybrid | CA | 61169 | 69SV8 | 200 | Solar Photovoltaic | SUN | PV | (P) Planned for installation, but regulatory approvals not initiated | 200
2023 | 7 | 59434 | Mattawoman Energy, LLC | IPP | Mattawoman Energy Center | MD | 59662 | CGT11 | 286 | Natural Gas Fired Combined Cycle | NG | CC | (T) Regulatory approvals received. Not under construction | 286
2023 | 7 | 59434 | Mattawoman Energy, LLC | IPP | Mattawoman Energy Center | MD | 59662 | CGT12 | 286 | Natural Gas Fired Combined Cycle | NG | CC | (T) Regulatory approvals received. Not under construction | 286
2023 | 7 | 59434 | Mattawoman Energy, LLC | IPP | Mattawoman Energy Center | MD | 59662 | STG11 | 436 | Natural Gas Fired Combined Cycle | NG | CC | (T) Regulatory approvals received. Not under construction | 436
2023 | 7 | 60835 | NTE Carolinas II, LLC | IPP | Reidsville Energy Center | NC | 61240 | REC | 259 | Natural Gas Fired Combined Cycle | NG | CT | (T) Regulatory approvals received. Not under construction | 310.2
2023 | 7 | 60835 | NTE Carolinas II, LLC | IPP | Reidsville Energy Center | NC | 61240 | REC2 | 227 | Natural Gas Fired Combined Cycle | NG | CA | (T) Regulatory approvals received. Not under construction | 233.7
2023 | 9 | 62910 | 300MS 8me LLC | IPP | Southern Bighorn Solar Hybrid | NV | 63113 | BESS | 135 | Batteries | MWH | BA | (P) Planned for installation, but regulatory approvals not initiated | 135
2023 | 9 | 62910 | 300MS 8me LLC | IPP | Southern Bighorn Solar Hybrid | NV | 63113 | SBS | 300 | Solar Photovoltaic | SUN | PV | (P) Planned for installation, but regulatory approvals not initiated | 300
2023 | 9 | 58881 | Apex Bethel Energy Center | IPP | Apex Bethel Energy Center | TX | 59048 | ABEC1 | 158.5 | Natural Gas with Compressed Air Storage | NG | CE | (T) Regulatory approvals received. Not under construction | 158.5
2023 | 9 | 58881 | Apex Bethel Energy Center | IPP | Apex Bethel Energy Center | TX | 59048 | ABEC2 | 158.5 | Natural Gas with Compressed Air Storage | NG | CE | (T) Regulatory approvals received. Not under construction | 158.5
2023 | 10 | 61914 | Juwi Inc | IPP | Spanish Peaks Solar | CO | 62379 | 47301 | 100 | Solar Photovoltaic | SUN | PV | (P) Planned for installation, but regulatory approvals not initiated | 100
2023 | 10 | 61906 | Rye Development | IPP | Allegheny L&D2 Hydroelectric Project | PA | 62401 | NA1 | 2.5 | Conventional Hydroelectric | WAT | HY | (P) Planned for installation, but regulatory approvals not initiated | 4.5
2023 | 10 | 61906 | Rye Development | IPP | Arkabutla Lake Hydroelectric Project | MS | 62402 | NA1 | 1.5 | Conventional Hydroelectric | WAT | HY | (P) Planned for installation, but regulatory approvals not initiated | 2.5
2023 | 10 | 61906 | Rye Development | IPP | Beverly L&D Hydroelectric Project | OH | 62403 | NA1 | 1.2 | Conventional Hydroelectric | WAT | HY | (P) Planned for installation, but regulatory approvals not initiated | 1.5
2023 | 10 | 61906 | Rye Development | IPP | Devola L&D Hydroelectric Project | OH | 62435 | NA1 | 1 | Conventional Hydroelectric | WAT | HY | (P) Planned for installation, but regulatory approvals not initiated | 2
2023 | 10 | 61906 | Rye Development | IPP | Emsworth BC Hydroelectric Project | PA | 62434 | NA1 | 3 | Conventional Hydroelectric | WAT | HY | (P) Planned for installation, but regulatory approvals not initiated | 6
2023 | 10 | 61906 | Rye Development | IPP | Emsworth L&D Hydroelectric Project | PA | 62433 | NA1 | 5 | Conventional Hydroelectric | WAT | HY | (P) Planned for installation, but regulatory approvals not initiated | 8.5
2023 | 10 | 61906 | Rye Development | IPP | Enid Lake Hydroelectric Project | MS | 62432 | NA1 | 1.5 | Conventional Hydroelectric | WAT | HY | (P) Planned for installation, but regulatory approvals not initiated | 2.5
2023 | 10 | 61906 | Rye Development | IPP | Grays Landing L&D Hydroelectric Project | PA | 62388 | NA1 | 4.5 | Conventional Hydroelectric | WAT | HY | (P) Planned for installation, but regulatory approvals not initiated | 6
2023 | 10 | 61906 | Rye Development | IPP | Grenada Lake Hydroelectric Project | MS | 62430 | NA1 | 4 | Conventional Hydroelectric | WAT | HY | (P) Planned for installation, but regulatory approvals not initiated | 5
2023 | 10 | 61906 | Rye Development | IPP | KY No. 11 L&D Hydroelectric Project | KY | 62390 | NA1 | 0.3 | Conventional Hydroelectric | WAT | HY | (P) Planned for installation, but regulatory approvals not initiated | 0.5
2023 | 10 | 61906 | Rye Development | IPP | Lowell L&D Hydroelectric Project | OH | 62429 | NA1 | 2 | Conventional Hydroelectric | WAT | HY | (P) Planned for installation, but regulatory approvals not initiated | 2.5
2023 | 10 | 61906 | Rye Development | IPP | Maxwell L&D Hydroelectric Project | PA | 62385 | NA1 | 4.5 | Conventional Hydroelectric | WAT | HY | (P) Planned for installation, but regulatory approvals not initiated | 6
2023 | 10 | 61906 | Rye Development | IPP | Monongahela L&D4 Hydroelectric Project | PA | 62404 | NA1 | 4.5 | Conventional Hydroelectric | WAT | HY | (P) Planned for installation, but regulatory approvals not initiated | 6
2023 | 10 | 61906 | Rye Development | IPP | Montgomery L&D Hydroelectric Project | PA | 62400 | NA1 | 5.5 | Conventional Hydroelectric | WAT | HY | (P) Planned for installation, but regulatory approvals not initiated | 9.5
2023 | 10 | 61906 | Rye Development | IPP | Morgantown L&D Hydroelectric Project | WV | 62387 | NA1 | 1.5 | Conventional Hydroelectric | WAT | HY | (P) Planned for installation, but regulatory approvals not initiated | 2.5
2023 | 10 | 61906 | Rye Development | IPP | Opekiska L&D Hydroelectric Project | WV | 62386 | NA1 | 2 | Conventional Hydroelectric | WAT | HY | (P) Planned for installation, but regulatory approvals not initiated | 3
2023 | 10 | 61906 | Rye Development | IPP | Overton Hydroelectric Project | LA | 62391 | NA1 | 5.5 | Conventional Hydroelectric | WAT | HY | (P) Planned for installation, but regulatory approvals not initiated | 8.1
2023 | 10 | 61906 | Rye Development | IPP | Philo L&D Hydroelectric Project | OH | 62427 | NA1 | 1.2 | Conventional Hydroelectric | WAT | HY | (P) Planned for installation, but regulatory approvals not initiated | 1.5
2023 | 10 | 61906 | Rye Development | IPP | Point Marion L&D Hydroelectric Project | PA | 62384 | NA1 | 1.5 | Conventional Hydroelectric | WAT | HY | (P) Planned for installation, but regulatory approvals not initiated | 2.5
2023 | 10 | 61906 | Rye Development | IPP | Rokeby L&D Hydroelectric Project | OH | 62426 | NA1 | 1.5 | Conventional Hydroelectric | WAT | HY | (P) Planned for installation, but regulatory approvals not initiated | 2
2023 | 10 | 61906 | Rye Development | IPP | Sardis Lake Hydroelectric Project | MS | 62425 | NA1 | 5.5 | Conventional Hydroelectric | WAT | HY | (P) Planned for installation, but regulatory approvals not initiated | 7.5
2023 | 10 | 62895 | Vineyard Wind LLC | IPP | Vineyard Wind 1 | MA | 63093 | VW01 | 800 | Offshore Wind Turbine | WND | WS | (L) Regulatory approvals pending. Not under construction | 800
2023 | 11 | 63117 | Gemini Solar | IPP | Gemini Solar | NV | 63352 | ARBE1 | 690 | Solar Photovoltaic | SUN | PV | (U) Under construction, less than or equal to 50 percent complete | 690
2023 | 11 | 63117 | Gemini Solar | IPP | Gemini Solar | NV | 63352 | ARPV1 | 280 | Batteries | MWH | BA | (U) Under construction, less than or equal to 50 percent complete | 380
2023 | 11 | 61797 | Hecate Energy LLC | IPP | Hecate Energy Columbia County Solar | NY | 62273 | HECC1 | 60 | Solar Photovoltaic | SUN | PV | (P) Planned for installation, but regulatory approvals not initiated | 60
2023 | 11 | 61906 | Rye Development | IPP | Allegheny L&D2 Hydroelectric Project | PA | 62401 | NA2 | 2.5 | Conventional Hydroelectric | WAT | HY | (P) Planned for installation, but regulatory approvals not initiated | 4.5
2023 | 11 | 61906 | Rye Development | IPP | Arkabutla Lake Hydroelectric Project | MS | 62402 | NA2 | 1.5 | Conventional Hydroelectric | WAT | HY | (P) Planned for installation, but regulatory approvals not initiated | 2.5
2023 | 11 | 61906 | Rye Development | IPP | Beverly L&D Hydroelectric Project | OH | 62403 | NA2 | 1.2 | Conventional Hydroelectric | WAT | HY | (P) Planned for installation, but regulatory approvals not initiated | 1.5
2023 | 11 | 61906 | Rye Development | IPP | Devola L&D Hydroelectric Project | OH | 62435 | NA2 | 1 | Conventional Hydroelectric | WAT | HY | (P) Planned for installation, but regulatory approvals not initiated | 2
2023 | 11 | 61906 | Rye Development | IPP | Emsworth BC Hydroelectric Project | PA | 62434 | NA2 | 4 | Conventional Hydroelectric | WAT | HY | (P) Planned for installation, but regulatory approvals not initiated | 6
2023 | 11 | 61906 | Rye Development | IPP | Emsworth L&D Hydroelectric Project | PA | 62433 | NA2 | 6.5 | Conventional Hydroelectric | WAT | HY | (P) Planned for installation, but regulatory approvals not initiated | 8.5
2023 | 11 | 61906 | Rye Development | IPP | Enid Lake Hydroelectric Project | MS | 62432 | NA2 | 1.5 | Conventional Hydroelectric | WAT | HY | (P) Planned for installation, but regulatory approvals not initiated | 2.5
2023 | 11 | 61906 | Rye Development | IPP | Grays Landing L&D Hydroelectric Project | PA | 62388 | NA2 | 4.5 | Conventional Hydroelectric | WAT | HY | (P) Planned for installation, but regulatory approvals not initiated | 6
2023 | 11 | 61906 | Rye Development | IPP | Grenada Lake Hydroelectric Project | MS | 62430 | NA2 | 4 | Conventional Hydroelectric | WAT | HY | (P) Planned for installation, but regulatory approvals not initiated | 5
2023 | 11 | 61906 | Rye Development | IPP | KY No. 11 L&D Hydroelectric Project | KY | 62390 | NA2 | 0.3 | Conventional Hydroelectric | WAT | HY | (P) Planned for installation, but regulatory approvals not initiated | 0.5
2023 | 11 | 61906 | Rye Development | IPP | KY No. 11 L&D Hydroelectric Project | KY | 62390 | NA3 | 0.3 | Conventional Hydroelectric | WAT | HY | (P) Planned for installation, but regulatory approvals not initiated | 0.5
2023 | 11 | 61906 | Rye Development | IPP | KY No. 11 L&D Hydroelectric Project | KY | 62390 | NA4 | 0.3 | Conventional Hydroelectric | WAT | HY | (P) Planned for installation, but regulatory approvals not initiated | 0.5
2023 | 11 | 61906 | Rye Development | IPP | KY No. 11 L&D Hydroelectric Project | KY | 62390 | NA5 | 0.3 | Conventional Hydroelectric | WAT | HY | (P) Planned for installation, but regulatory approvals not initiated | 0.5
2023 | 11 | 61906 | Rye Development | IPP | Lowell L&D Hydroelectric Project | OH | 62429 | NA2 | 2 | Conventional Hydroelectric | WAT | HY | (P) Planned for installation, but regulatory approvals not initiated | 2.5
2023 | 11 | 61906 | Rye Development | IPP | Malta L&D Hydroelectric Project | OH | 62428 | NA1 | 1 | Conventional Hydroelectric | WAT | HY | (P) Planned for installation, but regulatory approvals not initiated | 2
2023 | 11 | 61906 | Rye Development | IPP | Malta L&D Hydroelectric Project | OH | 62428 | NA2 | 1 | Conventional Hydroelectric | WAT | HY | (P) Planned for installation, but regulatory approvals not initiated | 2
2023 | 11 | 61906 | Rye Development | IPP | Maxwell L&D Hydroelectric Project | PA | 62385 | NA2 | 4.5 | Conventional Hydroelectric | WAT | HY | (P) Planned for installation, but regulatory approvals not initiated | 6
2023 | 11 | 61906 | Rye Development | IPP | Monongahela L&D4 Hydroelectric Project | PA | 62404 | NA2 | 4.5 | Conventional Hydroelectric | WAT | HY | (P) Planned for installation, but regulatory approvals not initiated | 6
2023 | 11 | 61906 | Rye Development | IPP | Montgomery L&D Hydroelectric Project | PA | 62400 | NA2 | 5.5 | Conventional Hydroelectric | WAT | HY | (P) Planned for installation, but regulatory approvals not initiated | 9.5
2023 | 11 | 61906 | Rye Development | IPP | Montgomery L&D Hydroelectric Project | PA | 62400 | NA3 | 5.5 | Conventional Hydroelectric | WAT | HY | (P) Planned for installation, but regulatory approvals not initiated | 9.5
2023 | 11 | 61906 | Rye Development | IPP | Montgomery L&D Hydroelectric Project | PA | 62400 | NA4 | 5.5 | Conventional Hydroelectric | WAT | HY | (P) Planned for installation, but regulatory approvals not initiated | 9.5
2023 | 11 | 61906 | Rye Development | IPP | Morgantown L&D Hydroelectric Project | WV | 62387 | NA2 | 1.5 | Conventional Hydroelectric | WAT | HY | (P) Planned for installation, but regulatory approvals not initiated | 2.5
2023 | 11 | 61906 | Rye Development | IPP | Opekiska L&D Hydroelectric Project | WV | 62386 | NA2 | 2 | Conventional Hydroelectric | WAT | HY | (P) Planned for installation, but regulatory approvals not initiated | 3
2023 | 11 | 61906 | Rye Development | IPP | Overton Hydroelectric Project | LA | 62391 | NA2 | 5.5 | Conventional Hydroelectric | WAT | HY | (P) Planned for installation, but regulatory approvals not initiated | 8.1
2023 | 11 | 61906 | Rye Development | IPP | Overton Hydroelectric Project | LA | 62391 | NA3 | 5.5 | Conventional Hydroelectric | WAT | HY | (P) Planned for installation, but regulatory approvals not initiated | 8.1
2023 | 11 | 61906 | Rye Development | IPP | Overton Hydroelectric Project | LA | 62391 | NA4 | 5.5 | Conventional Hydroelectric | WAT | HY | (P) Planned for installation, but regulatory approvals not initiated | 8.1
2023 | 11 | 61906 | Rye Development | IPP | Overton Hydroelectric Project | LA | 62391 | NA5 | 5.5 | Conventional Hydroelectric | WAT | HY | (P) Planned for installation, but regulatory approvals not initiated | 8.1
2023 | 11 | 61906 | Rye Development | IPP | Overton Hydroelectric Project | LA | 62391 | NA6 | 5.5 | Conventional Hydroelectric | WAT | HY | (P) Planned for installation, but regulatory approvals not initiated | 8.1
2023 | 11 | 61906 | Rye Development | IPP | Philo L&D Hydroelectric Project | OH | 62427 | NA2 | 1.2 | Conventional Hydroelectric | WAT | HY | (P) Planned for installation, but regulatory approvals not initiated | 1.5
2023 | 11 | 61906 | Rye Development | IPP | Point Marion L&D Hydroelectric Project | PA | 62384 | NA2 | 1.5 | Conventional Hydroelectric | WAT | HY | (P) Planned for installation, but regulatory approvals not initiated | 2.5
2023 | 11 | 61906 | Rye Development | IPP | Rokeby L&D Hydroelectric Project | OH | 62426 | NA2 | 1.5 | Conventional Hydroelectric | WAT | HY | (P) Planned for installation, but regulatory approvals not initiated | 2
2023 | 11 | 61906 | Rye Development | IPP | Sardis Lake Hydroelectric Project | MS | 62425 | NA2 | 5.5 | Conventional Hydroelectric | WAT | HY | (P) Planned for installation, but regulatory approvals not initiated | 7.5
2023 | 12 | 60064 | Clean Path Energy Center, LLC | IPP | Clean Path Energy Center | NM | 60289 | PVGEN | 55 | Solar Photovoltaic | SUN | PV | (P) Planned for installation, but regulatory approvals not initiated | 55
2023 | 12 | 63464 | Crossroads Solar, LLC | IPP | Crossroads Solar (PA) | PA | 63785 | CROSS | 50 | Solar Photovoltaic | SUN | PV | (P) Planned for installation, but regulatory approvals not initiated | 50
2023 | 12 | 60349 | Juneau Hydropower, Inc | IPP | Sweetheart Lake Hydroelectric Facility | AK | 60588 | JHI01 | 6.6 | Conventional Hydroelectric | WAT | HY | (P) Planned for installation, but regulatory approvals not initiated | 6.6
2023 | 12 | 60349 | Juneau Hydropower, Inc | IPP | Sweetheart Lake Hydroelectric Facility | AK | 60588 | JHI02 | 6.6 | Conventional Hydroelectric | WAT | HY | (P) Planned for installation, but regulatory approvals not initiated | 6.6
2023 | 12 | 60349 | Juneau Hydropower, Inc | IPP | Sweetheart Lake Hydroelectric Facility | AK | 60588 | JHI03 | 6.6 | Conventional Hydroelectric | WAT | HY | (P) Planned for installation, but regulatory approvals not initiated | 6.6
2023 | 12 | 63217 | Obsidian Solar Center LLC | IPP | Obsidian Solar Center | OR | 63488 | OBSLR | 400 | Solar Photovoltaic | SUN | PV | (U) Under construction, less than or equal to 50 percent complete | 400
2023 | 12 | 63463 | Palomino Solar, LLC | IPP | Palomino Solar | OH | 63784 | PLMNO | 50 | Solar Photovoltaic | SUN | PV | (P) Planned for installation, but regulatory approvals not initiated | 50
2023 | 12 | 58842 | Power Company of Wyoming LLC | IPP | Chokecherry and Sierra Madre Wind | WY | 58987 | I-B | 500 | Onshore Wind Turbine | WND | WT | (U) Under construction, less than or equal to 50 percent complete | 500
2023 | 12 | 63488 | Shady Hills Energy Center, LLC | IPP | Shady Hills Combined Cycle Facility | FL | 63802 | G001 | 546 | Natural Gas Fired Combined Cycle | NG | CS | (P) Planned for installation, but regulatory approvals not initiated | 573
2023 | 12 | 62023 | Skeleton Creek Energy Center | IPP | Skeleton Creek Energy Center Hybrid | OK | 62494 | SCBAT | 200 | Batteries | MWH | BA | (P) Planned for installation, but regulatory approvals not initiated | 200
2023 | 12 | 62023 | Skeleton Creek Energy Center | IPP | Skeleton Creek Energy Center Hybrid | OK | 62494 | SCSOL | 250 | Solar Photovoltaic | SUN | PV | (P) Planned for installation, but regulatory approvals not initiated | 250
2024 | 1 | 61033 | Boswell Wind Project I, LLC | IPP | Boswell Wind I | WY | 61393 | BOSW1 | 80 | Onshore Wind Turbine | WND | WT | (P) Planned for installation, but regulatory approvals not initiated | 80
2024 | 1 | 61034 | Boswell Wind Project II, LLC | IPP | Boswell Wind II | WY | 61394 | BOSW2 | 80 | Onshore Wind Turbine | WND | WT | (P) Planned for installation, but regulatory approvals not initiated | 80
2024 | 1 | 61035 | Boswell Wind Project III, LLC | IPP | Boswell Wind III | WY | 61395 | BOSW3 | 80 | Onshore Wind Turbine | WND | WT | (P) Planned for installation, but regulatory approvals not initiated | 80
2024 | 1 | 61036 | Boswell Wind Project IV, LLC | IPP | Boswell Wind IV | WY | 61396 | BOSW4 | 80 | Onshore Wind Turbine | WND | WT | (P) Planned for installation, but regulatory approvals not initiated | 80
2024 | 1 | 2719 | CalWind Resources Inc | IPP | Tehachapi Wind Resource II | CA | 54909 | PLAN | 15.5 | Onshore Wind Turbine | WND | WT | (P) Planned for installation, but regulatory approvals not initiated | 15.5
2024 | 3 | 63465 | Candela Renewables, LLC | IPP | Rough Hat | NV | 63782 | RH1 | 400 | Solar Photovoltaic | SUN | PV | (P) Planned for installation, but regulatory approvals not initiated | 400
2024 | 3 | 63465 | Candela Renewables, LLC | IPP | Rough Hat 2 | NV | 63783 | RH2 | 400 | Solar Photovoltaic | SUN | PV | (P) Planned for installation, but regulatory approvals not initiated | 400
2024 | 5 | 16572 | Salt River Project | Electric Utility | Copper Crossing Energy Center | AZ | 58413 | CCGS1 | 98 | Natural Gas Fired Combustion Turbine | NG | GT | (P) Planned for installation, but regulatory approvals not initiated | 116
2024 | 5 | 16572 | Salt River Project | Electric Utility | Copper Crossing Energy Center | AZ | 58413 | CCGS2 | 98 | Natural Gas Fired Combustion Turbine | NG | GT | (P) Planned for installation, but regulatory approvals not initiated | 116
2024 | 5 | 16572 | Salt River Project | Electric Utility | Copper Crossing Energy Center | AZ | 58413 | CCGS4 | 226 | Natural Gas Fired Combustion Turbine | NG | GT | (P) Planned for installation, but regulatory approvals not initiated | 241
2024 | 5 | 16572 | Salt River Project | Electric Utility | Copper Crossing Energy Center | AZ | 58413 | CCGS5 | 226 | Natural Gas Fired Combustion Turbine | NG | GT | (P) Planned for installation, but regulatory approvals not initiated | 241
2024 | 10 | 5416 | Duke Energy Carolinas, LLC | Electric Utility | Lincoln Combustion | NC | 7277 | 17 | 517 | Natural Gas Fired Combustion Turbine | NG | GT | (V) Under construction, more than 50 percent complete | 536.4
2024 | 12 | 60799 | 33UI 8me LLC | IPP | Long Ridge Solar Farm | UT | 61170 | 33UI8 | 300 | Solar Photovoltaic | SUN | PV | (P) Planned for installation, but regulatory approvals not initiated | 300
2024 | 12 | 15399 | Avangrid Renewables LLC | IPP | Lund Hill | WA | 61045 | WT1 | 60 | Onshore Wind Turbine | WND | WT | (U) Under construction, less than or equal to 50 percent complete | 60
2024 | 12 | 56814 | Black Creek Renewable Energy LLC | IPP | Sampson County Disposal | NC | 57492 | GEN7 | 1.6 | Landfill Gas | LFG | IC | (T) Regulatory approvals received. Not under construction | 1.6
2024 | 12 | 56814 | Black Creek Renewable Energy LLC | IPP | Sampson County Disposal | NC | 57492 | GEN8 | 1.6 | Landfill Gas | LFG | IC | (T) Regulatory approvals received. Not under construction | 1.6
2024 | 12 | 58842 | Power Company of Wyoming LLC | IPP | Chokecherry and Sierra Madre Wind | WY | 58987 | I-C | 500 | Onshore Wind Turbine | WND | WT | (U) Under construction, less than or equal to 50 percent complete | 500
2025 | 1 | 7189 | Gila Bend Power Partners LLC | IPP | Gila Bend Power Generation Station | AZ | 55507 | 1 | 156 | Natural Gas Fired Combined Cycle | NG | CT | (L) Regulatory approvals pending. Not under construction | 170
2025 | 1 | 63342 | New Jersey Transit Corporation (NJ Transit) | Commercial | NJ TRANSITGRID | NJ | 63631 | CTG-1 | 20 | Natural Gas Fired Combustion Turbine | NG | GT | (L) Regulatory approvals pending. Not under construction | 22.5
2025 | 1 | 63342 | New Jersey Transit Corporation (NJ Transit) | Commercial | NJ TRANSITGRID | NJ | 63631 | CTG-2 | 20 | Natural Gas Fired Combustion Turbine | NG | GT | (L) Regulatory approvals pending. Not under construction | 22.5
2025 | 1 | 63342 | New Jersey Transit Corporation (NJ Transit) | Commercial | NJ TRANSITGRID | NJ | 63631 | CTG-3 | 20 | Natural Gas Fired Combustion Turbine | NG | GT | (L) Regulatory approvals pending. Not under construction | 22.5
2025 | 1 | 63342 | New Jersey Transit Corporation (NJ Transit) | Commercial | NJ TRANSITGRID | NJ | 63631 | CTG-4 | 20 | Natural Gas Fired Combined Cycle | NG | CT | (L) Regulatory approvals pending. Not under construction | 22.5
2025 | 1 | 63342 | New Jersey Transit Corporation (NJ Transit) | Commercial | NJ TRANSITGRID | NJ | 63631 | CTG-5 | 20 | Natural Gas Fired Combined Cycle | NG | CT | (L) Regulatory approvals pending. Not under construction | 22.5
2025 | 1 | 63342 | New Jersey Transit Corporation (NJ Transit) | Commercial | NJ TRANSITGRID | NJ | 63631 | PV1 | 0.5 | Solar Photovoltaic | SUN | PV | (L) Regulatory approvals pending. Not under construction | 0.5
2025 | 1 | 63342 | New Jersey Transit Corporation (NJ Transit) | Commercial | NJ TRANSITGRID | NJ | 63631 | STG-1 | 14.4 | Natural Gas Fired Combined Cycle | NG | CA | (L) Regulatory approvals pending. Not under construction | 15
2025 | 1 | 63342 | New Jersey Transit Corporation (NJ Transit) | Commercial | NJ TRANSITGRID | NJ | 63631 | STOR1 | 8.1 | Flywheels | MWH | FW | (L) Regulatory approvals pending. Not under construction | 8.1
2025 | 2 | 7189 | Gila Bend Power Partners LLC | IPP | Gila Bend Power Generation Station | AZ | 55507 | 2 | 156 | Natural Gas Fired Combined Cycle | NG | CT | (L) Regulatory approvals pending. Not under construction | 170
2025 | 2 | 7189 | Gila Bend Power Partners LLC | IPP | Gila Bend Power Generation Station | AZ | 55507 | 3 | 156 | Natural Gas Fired Combined Cycle | NG | CT | (L) Regulatory approvals pending. Not under construction | 170
2025 | 2 | 7189 | Gila Bend Power Partners LLC | IPP | Gila Bend Power Generation Station | AZ | 55507 | 4 | 390 | Natural Gas Fired Combined Cycle | NG | CA | (L) Regulatory approvals pending. Not under construction | 390
2025 | 5 | 16572 | Salt River Project | Electric Utility | Copper Crossing Energy Center | AZ | 58413 | CCGS6 | 226 | Natural Gas Fired Combustion Turbine | NG | GT | (P) Planned for installation, but regulatory approvals not initiated | 241
2025 | 5 | 16572 | Salt River Project | Electric Utility | Copper Crossing Energy Center | AZ | 58413 | CCGS7 | 226 | Natural Gas Fired Combustion Turbine | NG | GT | (P) Planned for installation, but regulatory approvals not initiated | 241
2025 | 5 | 16572 | Salt River Project | Electric Utility | Copper Crossing Energy Center | AZ | 58413 | CCGS8 | 226 | Natural Gas Fired Combustion Turbine | NG | GT | (P) Planned for installation, but regulatory approvals not initiated | 241
2025 | 7 | 11208 | Los Angeles Department of Water & Power | Electric Utility | Intermountain Power Project | UT | 6481 | 3 | 420 | Natural Gas Fired Combined Cycle | NG | CS | (P) Planned for installation, but regulatory approvals not initiated | 420
2025 | 7 | 11208 | Los Angeles Department of Water & Power | Electric Utility | Intermountain Power Project | UT | 6481 | 4 | 420 | Natural Gas Fired Combined Cycle | NG | CS | (P) Planned for installation, but regulatory approvals not initiated | 420
2025 | 12 | 60600 | Adams Solar, LLC | IPP | Adams Solar | NC | 60949 | PV1 | 2 | Solar Photovoltaic | SUN | PV | (P) Planned for installation, but regulatory approvals not initiated | 2
2025 | 12 | 60064 | Clean Path Energy Center, LLC | IPP | Clean Path Energy Center | NM | 60289 | CPEC1 | 680 | Natural Gas Fired Combined Cycle | NG | CC | (P) Planned for installation, but regulatory approvals not initiated | 680
2025 | 12 | 58842 | Power Company of Wyoming LLC | IPP | Chokecherry and Sierra Madre Wind | WY | 58987 | II-A | 750 | Onshore Wind Turbine | WND | WT | (L) Regulatory approvals pending. Not under construction | 750
2025 | 12 | 60599 | Washington Solar, LLC | IPP | Washington Solar | NC | 60948 | PV1 | 5 | Solar Photovoltaic | SUN | PV | (P) Planned for installation, but regulatory approvals not initiated | 5
2026 | 5 | 40575 | Utah Associated Mun Power Sys | Electric Utility | UAMPS Carbon Free Power Plant | ID | 61075 | NPM1 | 47.5 | Nuclear | NUC | ST | (P) Planned for installation, but regulatory approvals not initiated | 50
2026 | 6 | 40575 | Utah Associated Mun Power Sys | Electric Utility | UAMPS Carbon Free Power Plant | ID | 61075 | NPM2 | 47.5 | Nuclear | NUC | ST | (P) Planned for installation, but regulatory approvals not initiated | 50
2026 | 7 | 40575 | Utah Associated Mun Power Sys | Electric Utility | UAMPS Carbon Free Power Plant | ID | 61075 | NPM3 | 47.5 | Nuclear | NUC | ST | (P) Planned for installation, but regulatory approvals not initiated | 50
2026 | 9 | 40575 | Utah Associated Mun Power Sys | Electric Utility | UAMPS Carbon Free Power Plant | ID | 61075 | NPM4 | 47.5 | Nuclear | NUC | ST | (P) Planned for installation, but regulatory approvals not initiated | 50
2026 | 9 | 40575 | Utah Associated Mun Power Sys | Electric Utility | UAMPS Carbon Free Power Plant | ID | 61075 | NPM5 | 47.5 | Nuclear | NUC | ST | (P) Planned for installation, but regulatory approvals not initiated | 50
2026 | 10 | 40575 | Utah Associated Mun Power Sys | Electric Utility | UAMPS Carbon Free Power Plant | ID | 61075 | NPM6 | 47.5 | Nuclear | NUC | ST | (P) Planned for installation, but regulatory approvals not initiated | 50
2026 | 11 | 40575 | Utah Associated Mun Power Sys | Electric Utility | UAMPS Carbon Free Power Plant | ID | 61075 | NPM7 | 47.5 | Nuclear | NUC | ST | (P) Planned for installation, but regulatory approvals not initiated | 50
2026 | 12 | 58842 | Power Company of Wyoming LLC | IPP | Chokecherry and Sierra Madre Wind | WY | 58987 | II-B | 750 | Onshore Wind Turbine | WND | WT | (L) Regulatory approvals pending. Not under construction | 750
2026 | 12 | 40575 | Utah Associated Mun Power Sys | Electric Utility | UAMPS Carbon Free Power Plant | ID | 61075 | NPM8 | 47.5 | Nuclear | NUC | ST | (P) Planned for installation, but regulatory approvals not initiated | 50
2027 | 1 | 40575 | Utah Associated Mun Power Sys | Electric Utility | UAMPS Carbon Free Power Plant | ID | 61075 | NPM9 | 47.5 | Nuclear | NUC | ST | (P) Planned for installation, but regulatory approvals not initiated | 50
2027 | 2 | 40575 | Utah Associated Mun Power Sys | Electric Utility | UAMPS Carbon Free Power Plant | ID | 61075 | NPM10 | 47.5 | Nuclear | NUC | ST | (P) Planned for installation, but regulatory approvals not initiated | 50
2027 | 3 | 40575 | Utah Associated Mun Power Sys | Electric Utility | UAMPS Carbon Free Power Plant | ID | 61075 | NPM11 | 47.5 | Nuclear | NUC | ST | (P) Planned for installation, but regulatory approvals not initiated | 50
2027 | 4 | 40575 | Utah Associated Mun Power Sys | Electric Utility | UAMPS Carbon Free Power Plant | ID | 61075 | NPM12 | 47.5 | Nuclear | NUC | ST | (P) Planned for installation, but regulatory approvals not initiated | 50
2027 | 12 | 60223 | Ketchikan Electric Company | Electric Utility | Mahoney Lake Hydroelectric | AK | 59027 | GEN 1 | 9.6 | Conventional Hydroelectric | WAT | HY | (P) Planned for installation, but regulatory approvals not initiated | 9.6

## EIA-860
state | technology | capacity
AK | heavy or residual fuel oil | 3
AK | onshore wind | 1
AL | lignite | 15.6 | This data are aggregated in Python scripts, in the state-policy-simulator repository
AL | natural gas peaker | 50 | state-policy-simulator/derive_metrics/elec/BPMCCS.py
AR | solar PV | 12.2
AZ | natural gas peaker | 7.9 | The third column represents capacity addons in 2019, which is calculated by finding the difference between 2018 and 2019 capacity
AZ | solar PV | 71.7
CA | natural gas peaker | 34.4
CA | onshore wind | 132.9
CA | solar PV | 1061.6
CO | onshore wind | 59.4
CO | solar PV | 75.3
CT | natural gas nonpeaker | 576.3
CT | natural gas peaker | 1.3
CT | solar PV | 49.8
DC | natural gas peaker | 12.1
DC | solar PV | 6.9
DE | heavy or residual fuel oil | 45.1
DE | solar PV | 3
FL | natural gas nonpeaker | 1723.1
FL | solar PV | 743.4
GA | lignite | 116
GA | solar PV | 495.4
HI | heavy or residual fuel oil | 113
HI | solar PV | 143.6
IA | heavy or residual fuel oil | 1.1
IA | onshore wind | 949.5
IA | solar PV | 4.6
ID | solar PV | 2
IL | onshore wind | 584.5
IL | solar PV | 3.5
IN | natural gas peaker | 10.8
IN | solar PV | 28.8
KS | heavy or residual fuel oil | 1
KS | onshore wind | 774.2
KS | solar PV | 6
LA | natural gas nonpeaker | 1000
LA | natural gas peaker | 59.3
MA | natural gas peaker | 530
MA | onshore wind | 5
MA | solar PV | 117.8
MD | natural gas peaker | 94
MD | solar PV | 42.3
ME | natural gas peaker | 186.8
MI | natural gas nonpeaker | 35
MI | onshore wind | 209.3
MI | solar PV | 3.8
MN | hard coal | 26.5
MN | onshore wind | 117.5
MN | solar PV | 159.7
MO | heavy or residual fuel oil | 20
MS | solar PV | 57.5
NC | natural gas nonpeaker | 294
NC | natural gas peaker | 5.6
NC | solar PV | 506.4
ND | onshore wind | 306.7
NE | onshore wind | 480.6
NE | solar PV | 6.5
NH | onshore wind | 28.8
NJ | heavy or residual fuel oil | 6.1
NJ | natural gas peaker | 15.4
NJ | solar PV | 88.4
NM | onshore wind | 220.5
NM | solar PV | 109.7
NV | geothermal | 32.4
NV | solar PV | 420.8
NY | heavy or residual fuel oil | 35.4
NY | solar PV | 216.5
OH | heavy or residual fuel oil | 19.6
OH | solar PV | 25.4
OK | natural gas peaker | 82
OK | onshore wind | 100
OR | onshore wind | 200
OR | solar PV | 87.9
PA | natural gas nonpeaker | 1722
PA | natural gas peaker | 5.6
PA | onshore wind | 90
PA | solar PV | 23.1
RI | onshore wind | 21
RI | solar PV | 47.9
SC | heavy or residual fuel oil | 3.5
SC | natural gas peaker | 16.9
SC | solar PV | 305
SD | lignite | 5.4
SD | onshore wind | 496.8
TN | natural gas peaker | 61.4
TN | solar PV | 2.3
TX | natural gas peaker | 192.3
TX | onshore wind | 3949.7
TX | solar PV | 499.1
UT | natural gas peaker | 16.5
UT | solar PV | 57.6
VA | heavy or residual fuel oil | 1.8
VA | solar PV | 163.6
VT | heavy or residual fuel oil | 47.2
VT | solar PV | 21
WI | solar PV | 16.5

## Techs
All Other | Other
Batteries | Other
Conventional Hydroelectric | Hydro
Flywheels | Other
Geothermal | Geothermal
Landfill Gas | Other
Natural Gas Fired Combined Cycle | Natural Gas Nonpeaker
Natural Gas Fired Combustion Turbine | Natural Gas Peaker
Natural Gas Internal Combustion Engine | Natural Gas Peaker
Natural Gas Steam Turbine | Natural Gas Nonpeaker
Natural Gas with Compressed Air Storage | Other
Nuclear | Nuclear
Offshore Wind Turbine | Offshore Wind
Onshore Wind Turbine | Wind
Other Natural Gas | Other
Other Waste Biomass | Biomass
Petroleum Liquids | Petroleum
Solar Photovoltaic | Solar PV
Solar Thermal without Energy Storage | Solar Thermal
Wood/Wood Waste Biomass | Biomass

## Calculations
Technology | Plant State | Year | Sum of Nameplate Capacity (MW) | Tech
All Other | CA | 2022 | 70.1 | Other
All Other | TX | 2021 | 28.6 | Other
Batteries | AK | 2021 | 93 | Other
Batteries | AR | 2021 | 10 | Other
Batteries | AZ | 2021 | 198 | Other
Batteries | AZ | 2022 | 300 | Other
Batteries | CA | 2020 | 338.6 | Other
Batteries | CA | 2021 | 801 | Other
Batteries | CA | 2022 | 272.3 | Other
Batteries | CA | 2023 | 150 | Other
Batteries | CO | 2020 | 1 | Other
Batteries | FL | 2021 | 409 | Other
Batteries | GA | 2020 | 2.7 | Other
Batteries | GA | 2021 | 40 | Other
Batteries | HI | 2022 | 157 | Other
Batteries | IN | 2020 | 5 | Other
Batteries | MA | 2020 | 67.1 | Other
Batteries | MA | 2021 | 14 | Other
Batteries | MA | 2023 | 150 | Other
Batteries | MO | 2021 | 8.5 | Other
Batteries | NC | 2020 | 8.8 | Other
Batteries | NM | 2022 | 40 | Other
Batteries | NV | 2021 | 90 | Other
Batteries | NV | 2022 | 75 | Other
Batteries | NV | 2023 | 515 | Other
Batteries | NY | 2020 | 26.6 | Other
Batteries | NY | 2021 | 200 | Other
Batteries | NY | 2023 | 316 | Other
Batteries | OK | 2023 | 200 | Other
Batteries | OR | 2021 | 30 | Other
Batteries | TX | 2021 | 390 | Other
Batteries | TX | 2022 | 5 | Other
Conventional Hydroelectric | AK | 2020 | 5 | Hydro
Conventional Hydroelectric | AK | 2023 | 19.8 | Hydro
Conventional Hydroelectric | AK | 2027 | 9.6 | Hydro
Conventional Hydroelectric | AL | 2022 | 12 | Hydro
Conventional Hydroelectric | CA | 2020 | 2.7 | Hydro
Conventional Hydroelectric | CA | 2021 | 2.4 | Hydro
Conventional Hydroelectric | IA | 2020 | 36.4 | Hydro
Conventional Hydroelectric | ID | 2020 | 3.2 | Hydro
Conventional Hydroelectric | IL | 2021 | 10.4 | Hydro
Conventional Hydroelectric | IN | 2021 | 2.5 | Hydro
Conventional Hydroelectric | KY | 2020 | 2.5 | Hydro
Conventional Hydroelectric | KY | 2021 | 2.5 | Hydro
Conventional Hydroelectric | KY | 2022 | 3 | Hydro
Conventional Hydroelectric | KY | 2023 | 2.5 | Hydro
Conventional Hydroelectric | LA | 2023 | 48.6 | Hydro
Conventional Hydroelectric | MS | 2023 | 35 | Hydro
Conventional Hydroelectric | MT | 2021 | 4.8 | Hydro
Conventional Hydroelectric | NH | 2021 | 4.6 | Hydro
Conventional Hydroelectric | OH | 2023 | 23 | Hydro
Conventional Hydroelectric | OR | 2020 | 18 | Hydro
Conventional Hydroelectric | PA | 2021 | 5.3 | Hydro
Conventional Hydroelectric | PA | 2023 | 117 | Hydro
Conventional Hydroelectric | TX | 2020 | 26.7 | Hydro
Conventional Hydroelectric | VA | 2021 | 1.6 | Hydro
Conventional Hydroelectric | WA | 2020 | 122 | Hydro
Conventional Hydroelectric | WV | 2023 | 11 | Hydro
Flywheels | NJ | 2025 | 8.1 | Other
Geothermal | CA | 2021 | 25 | Geothermal
Geothermal | NV | 2021 | 37 | Geothermal
Landfill Gas | DE | 2020 | 2 | Other
Landfill Gas | IN | 2020 | 1.6 | Other
Landfill Gas | NC | 2024 | 3.2 | Other
Landfill Gas | NY | 2022 | 3 | Other
Natural Gas Fired Combined Cycle | AL | 2023 | 726.7 | Natural Gas Nonpeaker
Natural Gas Fired Combined Cycle | AZ | 2025 | 900 | Natural Gas Nonpeaker
Natural Gas Fired Combined Cycle | CA | 2020 | 10.5 | Natural Gas Nonpeaker
Natural Gas Fired Combined Cycle | CT | 2022 | 813.8 | Natural Gas Nonpeaker
Natural Gas Fired Combined Cycle | FL | 2021 | 50 | Natural Gas Nonpeaker
Natural Gas Fired Combined Cycle | FL | 2022 | 2346.2 | Natural Gas Nonpeaker
Natural Gas Fired Combined Cycle | FL | 2023 | 573 | Natural Gas Nonpeaker
Natural Gas Fired Combined Cycle | IL | 2022 | 2476.8 | Natural Gas Nonpeaker
Natural Gas Fired Combined Cycle | IN | 2022 | 238 | Natural Gas Nonpeaker
Natural Gas Fired Combined Cycle | IN | 2023 | 260 | Natural Gas Nonpeaker
Natural Gas Fired Combined Cycle | MD | 2023 | 1008 | Natural Gas Nonpeaker
Natural Gas Fired Combined Cycle | MI | 2021 | 205.2 | Natural Gas Nonpeaker
Natural Gas Fired Combined Cycle | MI | 2022 | 2376.7 | Natural Gas Nonpeaker
Natural Gas Fired Combined Cycle | MS | 2023 | 550 | Natural Gas Nonpeaker
Natural Gas Fired Combined Cycle | NC | 2023 | 543.9 | Natural Gas Nonpeaker
Natural Gas Fired Combined Cycle | NJ | 2025 | 60 | Natural Gas Nonpeaker
Natural Gas Fired Combined Cycle | NM | 2025 | 680 | Natural Gas Nonpeaker
Natural Gas Fired Combined Cycle | NY | 2022 | 92.5 | Natural Gas Nonpeaker
Natural Gas Fired Combined Cycle | OH | 2021 | 1626.9 | Natural Gas Nonpeaker
Natural Gas Fired Combined Cycle | OH | 2022 | 3375 | Natural Gas Nonpeaker
Natural Gas Fired Combined Cycle | PA | 2020 | 291.8 | Natural Gas Nonpeaker
Natural Gas Fired Combined Cycle | PA | 2021 | 664.7 | Natural Gas Nonpeaker
Natural Gas Fired Combined Cycle | PA | 2022 | 2048.9 | Natural Gas Nonpeaker
Natural Gas Fired Combined Cycle | TX | 2020 | 244 | Natural Gas Nonpeaker
Natural Gas Fired Combined Cycle | TX | 2021 | 1000 | Natural Gas Nonpeaker
Natural Gas Fired Combined Cycle | TX | 2022 | 743 | Natural Gas Nonpeaker
Natural Gas Fired Combined Cycle | TX | 2023 | 743 | Natural Gas Nonpeaker
Natural Gas Fired Combined Cycle | UT | 2025 | 840 | Natural Gas Nonpeaker
Natural Gas Fired Combined Cycle | VA | 2022 | 1060 | Natural Gas Nonpeaker
Natural Gas Fired Combined Cycle | WV | 2021 | 841.5 | Natural Gas Nonpeaker
Natural Gas Fired Combined Cycle | WV | 2023 | 578.9 | Natural Gas Nonpeaker
Natural Gas Fired Combustion Turbine | AZ | 2023 | 241 | Natural Gas Peaker
Natural Gas Fired Combustion Turbine | AZ | 2024 | 714 | Natural Gas Peaker
Natural Gas Fired Combustion Turbine | AZ | 2025 | 723 | Natural Gas Peaker
Natural Gas Fired Combustion Turbine | CA | 2020 | 121 | Natural Gas Peaker
Natural Gas Fired Combustion Turbine | FL | 2020 | 135 | Natural Gas Peaker
Natural Gas Fired Combustion Turbine | FL | 2021 | 784 | Natural Gas Peaker
Natural Gas Fired Combustion Turbine | LA | 2021 | 399.6 | Natural Gas Peaker
Natural Gas Fired Combustion Turbine | MA | 2021 | 178.4 | Natural Gas Peaker
Natural Gas Fired Combustion Turbine | MA | 2022 | 60 | Natural Gas Peaker
Natural Gas Fired Combustion Turbine | MI | 2021 | 58 | Natural Gas Peaker
Natural Gas Fired Combustion Turbine | NC | 2024 | 536.4 | Natural Gas Peaker
Natural Gas Fired Combustion Turbine | ND | 2023 | 88 | Natural Gas Peaker
Natural Gas Fired Combustion Turbine | NJ | 2020 | 5.4 | Natural Gas Peaker
Natural Gas Fired Combustion Turbine | NJ | 2025 | 67.5 | Natural Gas Peaker
Natural Gas Fired Combustion Turbine | NM | 2022 | 292.6 | Natural Gas Peaker
Natural Gas Fired Combustion Turbine | OR | 2021 | 424 | Natural Gas Peaker
Natural Gas Fired Combustion Turbine | PA | 2021 | 6.1 | Natural Gas Peaker
Natural Gas Fired Combustion Turbine | SD | 2020 | 349 | Natural Gas Peaker
Natural Gas Fired Combustion Turbine | TX | 2020 | 25.5 | Natural Gas Peaker
Natural Gas Fired Combustion Turbine | TX | 2021 | 3733 | Natural Gas Peaker
Natural Gas Fired Combustion Turbine | TX | 2022 | 400 | Natural Gas Peaker
Natural Gas Fired Combustion Turbine | TX | 2023 | 227.8 | Natural Gas Peaker
Natural Gas Internal Combustion Engine | CA | 2021 | 3 | Natural Gas Peaker
Natural Gas Internal Combustion Engine | GA | 2020 | 0.4 | Natural Gas Peaker
Natural Gas Internal Combustion Engine | IA | 2021 | 56.4 | Natural Gas Peaker
Natural Gas Internal Combustion Engine | MI | 2020 | 5 | Natural Gas Peaker
Natural Gas Internal Combustion Engine | MI | 2021 | 27 | Natural Gas Peaker
Natural Gas Internal Combustion Engine | PA | 2021 | 65 | Natural Gas Peaker
Natural Gas Internal Combustion Engine | TX | 2021 | 18.7 | Natural Gas Peaker
Natural Gas Steam Turbine | FL | 2023 | 445.5 | Natural Gas Nonpeaker
Natural Gas Steam Turbine | IA | 2021 | 15.8 | Natural Gas Nonpeaker
Natural Gas Steam Turbine | VA | 2021 | 2.4 | Natural Gas Nonpeaker
Natural Gas with Compressed Air Storage | TX | 2023 | 317 | Other
Nuclear | GA | 2021 | 1100 | Nuclear
Nuclear | GA | 2022 | 1100 | Nuclear
Nuclear | ID | 2026 | 400 | Nuclear
Nuclear | ID | 2027 | 200 | Nuclear
Offshore Wind Turbine | MA | 2023 | 800 | Offshore Wind
Offshore Wind Turbine | OH | 2022 | 20.4 | Offshore Wind
Offshore Wind Turbine | VA | 2021 | 12 | Offshore Wind
Onshore Wind Turbine | AZ | 2020 | 350 | Wind
Onshore Wind Turbine | CA | 2020 | 163.3 | Wind
Onshore Wind Turbine | CA | 2021 | 137.1 | Wind
Onshore Wind Turbine | CA | 2024 | 15.5 | Wind
Onshore Wind Turbine | CO | 2020 | 1072.4 | Wind
Onshore Wind Turbine | CO | 2022 | 181 | Wind
Onshore Wind Turbine | HI | 2020 | 25 | Wind
Onshore Wind Turbine | IA | 2020 | 1035.3 | Wind
Onshore Wind Turbine | IA | 2021 | 70 | Wind
Onshore Wind Turbine | IL | 2020 | 483 | Wind
Onshore Wind Turbine | IL | 2021 | 173 | Wind
Onshore Wind Turbine | IL | 2022 | 115 | Wind
Onshore Wind Turbine | IN | 2020 | 832 | Wind
Onshore Wind Turbine | IN | 2021 | 150 | Wind
Onshore Wind Turbine | KS | 2020 | 301 | Wind
Onshore Wind Turbine | ME | 2020 | 72.6 | Wind
Onshore Wind Turbine | ME | 2021 | 15.3 | Wind
Onshore Wind Turbine | MI | 2020 | 911 | Wind
Onshore Wind Turbine | MN | 2020 | 454.6 | Wind
Onshore Wind Turbine | MN | 2021 | 400 | Wind
Onshore Wind Turbine | MO | 2020 | 1233.9 | Wind
Onshore Wind Turbine | MT | 2020 | 240 | Wind
Onshore Wind Turbine | MT | 2021 | 320 | Wind
Onshore Wind Turbine | ND | 2020 | 648.2 | Wind
Onshore Wind Turbine | ND | 2023 | 150 | Wind
Onshore Wind Turbine | NE | 2020 | 536.9 | Wind
Onshore Wind Turbine | NE | 2021 | 139.4 | Wind
Onshore Wind Turbine | NE | 2022 | 75 | Wind
Onshore Wind Turbine | NM | 2020 | 1078 | Wind
Onshore Wind Turbine | NM | 2022 | 180 | Wind
Onshore Wind Turbine | NY | 2020 | 204 | Wind
Onshore Wind Turbine | NY | 2021 | 1132.7 | Wind
Onshore Wind Turbine | OH | 2020 | 258.8 | Wind
Onshore Wind Turbine | OH | 2021 | 99 | Wind
Onshore Wind Turbine | OK | 2020 | 2701.4 | Wind
Onshore Wind Turbine | OK | 2021 | 708 | Wind
Onshore Wind Turbine | OR | 2020 | 690 | Wind
Onshore Wind Turbine | OR | 2021 | 200 | Wind
Onshore Wind Turbine | PA | 2020 | 159.9 | Wind
Onshore Wind Turbine | SD | 2020 | 1056 | Wind
Onshore Wind Turbine | TX | 2020 | 4620.4 | Wind
Onshore Wind Turbine | TX | 2021 | 2990.3 | Wind
Onshore Wind Turbine | TX | 2022 | 895 | Wind
Onshore Wind Turbine | VA | 2021 | 72 | Wind
Onshore Wind Turbine | WA | 2020 | 407.5 | Wind
Onshore Wind Turbine | WA | 2021 | 126 | Wind
Onshore Wind Turbine | WA | 2024 | 60 | Wind
Onshore Wind Turbine | WY | 2020 | 1032.6 | Wind
Onshore Wind Turbine | WY | 2022 | 500 | Wind
Onshore Wind Turbine | WY | 2023 | 500 | Wind
Onshore Wind Turbine | WY | 2024 | 820 | Wind
Onshore Wind Turbine | WY | 2025 | 750 | Wind
Onshore Wind Turbine | WY | 2026 | 750 | Wind
Other Natural Gas | CT | 2020 | 11.1 | Other
Other Natural Gas | CT | 2021 | 17.7 | Other
Other Natural Gas | GA | 2020 | 0.2 | Other
Other Natural Gas | NY | 2021 | 8.4 | Other
Other Waste Biomass | AZ | 2022 | 1.2 | Biomass
Other Waste Biomass | CA | 2020 | 18.8 | Biomass
Other Waste Biomass | CA | 2021 | 2 | Biomass
Other Waste Biomass | HI | 2020 | 36 | Biomass
Other Waste Biomass | NY | 2023 | 21 | Biomass
Petroleum Liquids | AK | 2020 | 1.6 | Petroleum
Petroleum Liquids | GA | 2020 | 0.6 | Petroleum
Petroleum Liquids | IA | 2020 | 6.8 | Petroleum
Petroleum Liquids | NY | 2020 | 1.5 | Petroleum
Solar Photovoltaic | AL | 2021 | 227 | Solar PV
Solar Photovoltaic | AL | 2022 | 265.1 | Solar PV
Solar Photovoltaic | AR | 2020 | 100 | Solar PV
Solar Photovoltaic | AR | 2021 | 100 | Solar PV
Solar Photovoltaic | AR | 2022 | 95 | Solar PV
Solar Photovoltaic | AZ | 2020 | 100 | Solar PV
Solar Photovoltaic | AZ | 2021 | 450 | Solar PV
Solar Photovoltaic | AZ | 2022 | 300 | Solar PV
Solar Photovoltaic | CA | 2020 | 1599.5 | Solar PV
Solar Photovoltaic | CA | 2021 | 659.7 | Solar PV
Solar Photovoltaic | CA | 2022 | 1063.5 | Solar PV
Solar Photovoltaic | CA | 2023 | 680 | Solar PV
Solar Photovoltaic | CO | 2020 | 102 | Solar PV
Solar Photovoltaic | CO | 2021 | 240 | Solar PV
Solar Photovoltaic | CO | 2022 | 675 | Solar PV
Solar Photovoltaic | CO | 2023 | 100 | Solar PV
Solar Photovoltaic | CT | 2020 | 38.6 | Solar PV
Solar Photovoltaic | CT | 2021 | 25 | Solar PV
Solar Photovoltaic | DE | 2020 | 1.8 | Solar PV
Solar Photovoltaic | FL | 2020 | 596 | Solar PV
Solar Photovoltaic | FL | 2021 | 709.3 | Solar PV
Solar Photovoltaic | GA | 2020 | 545 | Solar PV
Solar Photovoltaic | GA | 2021 | 442.8 | Solar PV
Solar Photovoltaic | HI | 2020 | 5.6 | Solar PV
Solar Photovoltaic | HI | 2021 | 5 | Solar PV
Solar Photovoltaic | HI | 2022 | 157 | Solar PV
Solar Photovoltaic | IA | 2020 | 100 | Solar PV
Solar Photovoltaic | IL | 2020 | 28.1 | Solar PV
Solar Photovoltaic | IL | 2021 | 299 | Solar PV
Solar Photovoltaic | IN | 2020 | 32.9 | Solar PV
Solar Photovoltaic | IN | 2021 | 24.3 | Solar PV
Solar Photovoltaic | KY | 2021 | 80 | Solar PV
Solar Photovoltaic | LA | 2020 | 50 | Solar PV
Solar Photovoltaic | LA | 2021 | 70 | Solar PV
Solar Photovoltaic | MA | 2020 | 86.1 | Solar PV
Solar Photovoltaic | MA | 2021 | 19.1 | Solar PV
Solar Photovoltaic | MD | 2020 | 10 | Solar PV
Solar Photovoltaic | MD | 2021 | 20 | Solar PV
Solar Photovoltaic | MD | 2022 | 35 | Solar PV
Solar Photovoltaic | ME | 2020 | 49.4 | Solar PV
Solar Photovoltaic | ME | 2021 | 102 | Solar PV
Solar Photovoltaic | MI | 2020 | 90 | Solar PV
Solar Photovoltaic | MI | 2021 | 110 | Solar PV
Solar Photovoltaic | MN | 2020 | 97 | Solar PV
Solar Photovoltaic | MN | 2021 | 84 | Solar PV
Solar Photovoltaic | MO | 2021 | 30 | Solar PV
Solar Photovoltaic | NC | 2020 | 507.5 | Solar PV
Solar Photovoltaic | NC | 2021 | 580.9 | Solar PV
Solar Photovoltaic | NC | 2022 | 84.9 | Solar PV
Solar Photovoltaic | NC | 2025 | 7 | Solar PV
Solar Photovoltaic | NJ | 2020 | 32 | Solar PV
Solar Photovoltaic | NJ | 2025 | 0.5 | Solar PV
Solar Photovoltaic | NM | 2021 | 15 | Solar PV
Solar Photovoltaic | NM | 2022 | 520 | Solar PV
Solar Photovoltaic | NM | 2023 | 55 | Solar PV
Solar Photovoltaic | NV | 2020 | 557.8 | Solar PV
Solar Photovoltaic | NV | 2021 | 833 | Solar PV
Solar Photovoltaic | NV | 2022 | 300 | Solar PV
Solar Photovoltaic | NV | 2023 | 990 | Solar PV
Solar Photovoltaic | NV | 2024 | 800 | Solar PV
Solar Photovoltaic | NY | 2020 | 83.7 | Solar PV
Solar Photovoltaic | NY | 2021 | 375.7 | Solar PV
Solar Photovoltaic | NY | 2022 | 20 | Solar PV
Solar Photovoltaic | NY | 2023 | 60 | Solar PV
Solar Photovoltaic | OH | 2020 | 350 | Solar PV
Solar Photovoltaic | OH | 2021 | 300 | Solar PV
Solar Photovoltaic | OH | 2023 | 50 | Solar PV
Solar Photovoltaic | OK | 2020 | 10 | Solar PV
Solar Photovoltaic | OK | 2023 | 250 | Solar PV
Solar Photovoltaic | OR | 2020 | 189.9 | Solar PV
Solar Photovoltaic | OR | 2021 | 322 | Solar PV
Solar Photovoltaic | OR | 2023 | 400 | Solar PV
Solar Photovoltaic | PA | 2020 | 58.3 | Solar PV
Solar Photovoltaic | PA | 2021 | 20 | Solar PV
Solar Photovoltaic | PA | 2023 | 50 | Solar PV
Solar Photovoltaic | RI | 2020 | 15.1 | Solar PV
Solar Photovoltaic | RI | 2021 | 74.3 | Solar PV
Solar Photovoltaic | SC | 2020 | 129.4 | Solar PV
Solar Photovoltaic | SC | 2021 | 123 | Solar PV
Solar Photovoltaic | SC | 2022 | 1206.3 | Solar PV
Solar Photovoltaic | TN | 2021 | 297 | Solar PV
Solar Photovoltaic | TX | 2020 | 3090.1 | Solar PV
Solar Photovoltaic | TX | 2021 | 3523.2 | Solar PV
Solar Photovoltaic | TX | 2022 | 1451 | Solar PV
Solar Photovoltaic | TX | 2023 | 42 | Solar PV
Solar Photovoltaic | UT | 2020 | 460.5 | Solar PV
Solar Photovoltaic | UT | 2021 | 80 | Solar PV
Solar Photovoltaic | UT | 2024 | 300 | Solar PV
Solar Photovoltaic | VA | 2020 | 877.6 | Solar PV
Solar Photovoltaic | VA | 2021 | 705.1 | Solar PV
Solar Photovoltaic | VA | 2022 | 76.5 | Solar PV
Solar Photovoltaic | VT | 2020 | 5 | Solar PV
Solar Photovoltaic | WA | 2021 | 175 | Solar PV
Solar Photovoltaic | WI | 2020 | 155 | Solar PV
Solar Photovoltaic | WI | 2021 | 302 | Solar PV
Solar Thermal without Energy Storage | AZ | 2021 | 200 | Solar Thermal
Wood/Wood Waste Biomass | FL | 2022 | 20 | Biomass
Wood/Wood Waste Biomass | MA | 2022 | 42 | Biomass

## BPMCCS
Mandated Construction (MW) | 2019 | 2020 | 2021 | 2022 | 2023 | 2024 | 2025 | 2026 | 2027 | 2028 | 2029 | 2030 | 2031 | 2032 | 2033 | 2034 | 2035 | 2036 | 2037 | 2038 | 2039 | 2040 | 2041 | 2042 | 2043 | 2044 | 2045 | 2046 | 2047 | 2048 | 2049 | 2050
hard coal | 0 | 0 | 0 | 0 | 0 | 0 | 0 | 0 | 0 | 0 | 0 | 0 | 0 | 0 | 0 | 0 | 0 | 0 | 0 | 0 | 0 | 0 | 0 | 0 | 0 | 0 | 0 | 0 | 0 | 0 | 0 | 0
natural gas nonpeaker | 0 | 0 | 0 | 0 | 0 | 0 | 0 | 0 | 0 | 0 | 0 | 0 | 0 | 0 | 0 | 0 | 0 | 0 | 0 | 0 | 0 | 0 | 0 | 0 | 0 | 0 | 0 | 0 | 0 | 0 | 0 | 0
nuclear | 0 | 0 | 0 | 0 | 0 | 0 | 0 | 0 | 0 | 0 | 0 | 0 | 0 | 0 | 0 | 0 | 0 | 0 | 0 | 0 | 0 | 0 | 0 | 0 | 0 | 0 | 0 | 0 | 0 | 0 | 0 | 0
hydro | 0 | 0 | 0 | 0 | 0 | 0 | 0 | 0 | 0 | 0 | 0 | 0 | 0 | 0 | 0 | 0 | 0 | 0 | 0 | 0 | 0 | 0 | 0 | 0 | 0 | 0 | 0 | 0 | 0 | 0 | 0 | 0
onshore wind | 59.4 | 0 | 0 | 0 | 0 | 0 | 0 | 0 | 0 | 0 | 0 | 0 | 0 | 0 | 0 | 0 | 0 | 0 | 0 | 0 | 0 | 0 | 0 | 0 | 0 | 0 | 0 | 0 | 0 | 0 | 0 | 0
solar PV | 75.3 | 102 | 240 | 675 | 100 | 0 | 0 | 0 | 0 | 0 | 0 | 0 | 0 | 0 | 0 | 0 | 0 | 0 | 0 | 0 | 0 | 0 | 0 | 0 | 0 | 0 | 0 | 0 | 0 | 0 | 0 | 0
solar thermal | 0 | 0 | 0 | 0 | 0 | 0 | 0 | 0 | 0 | 0 | 0 | 0 | 0 | 0 | 0 | 0 | 0 | 0 | 0 | 0 | 0 | 0 | 0 | 0 | 0 | 0 | 0 | 0 | 0 | 0 | 0 | 0
biomass | 0 | 0 | 0 | 0 | 0 | 0 | 0 | 0 | 0 | 0 | 0 | 0 | 0 | 0 | 0 | 0 | 0 | 0 | 0 | 0 | 0 | 0 | 0 | 0 | 0 | 0 | 0 | 0 | 0 | 0 | 0 | 0
geothermal | 0 | 0 | 0 | 0 | 0 | 0 | 0 | 0 | 0 | 0 | 0 | 0 | 0 | 0 | 0 | 0 | 0 | 0 | 0 | 0 | 0 | 0 | 0 | 0 | 0 | 0 | 0 | 0 | 0 | 0 | 0 | 0
petroleum | 0 | 0 | 0 | 0 | 0 | 0 | 0 | 0 | 0 | 0 | 0 | 0 | 0 | 0 | 0 | 0 | 0 | 0 | 0 | 0 | 0 | 0 | 0 | 0 | 0 | 0 | 0 | 0 | 0 | 0 | 0 | 0
natural gas peaker | 0 | 0 | 0 | 0 | 0 | 0 | 0 | 0 | 0 | 0 | 0 | 0 | 0 | 0 | 0 | 0 | 0 | 0 | 0 | 0 | 0 | 0 | 0 | 0 | 0 | 0 | 0 | 0 | 0 | 0 | 0 | 0
lignite | 0 | 0 | 0 | 0 | 0 | 0 | 0 | 0 | 0 | 0 | 0 | 0 | 0 | 0 | 0 | 0 | 0 | 0 | 0 | 0 | 0 | 0 | 0 | 0 | 0 | 0 | 0 | 0 | 0 | 0 | 0 | 0
offshore wind | 0 | 0 | 0 | 0 | 0 | 0 | 0 | 0 | 0 | 0 | 0 | 0 | 0 | 0 | 0 | 0 | 0 | 0 | 0 | 0 | 0 | 0 | 0 | 0 | 0 | 0 | 0 | 0 | 0 | 0 | 0 | 0
crude oil | 0 | 0 | 0 | 0 | 0 | 0 | 0 | 0 | 0 | 0 | 0 | 0 | 0 | 0 | 0 | 0 | 0 | 0 | 0 | 0 | 0 | 0 | 0 | 0 | 0 | 0 | 0 | 0 | 0 | 0 | 0 | 0
heavy or residual fuel oil | 0 | 0 | 0 | 0 | 0 | 0 | 0 | 0 | 0 | 0 | 0 | 0 | 0 | 0 | 0 | 0 | 0 | 0 | 0 | 0 | 0 | 0 | 0 | 0 | 0 | 0 | 0 | 0 | 0 | 0 | 0 | 0
municipal solid waste | 0 | 0 | 0 | 0 | 0 | 0 | 0 | 0 | 0 | 0 | 0 | 0 | 0 | 0 | 0 | 0 | 0 | 0 | 0 | 0 | 0 | 0 | 0 | 0 | 0 | 0 | 0 | 0 | 0 | 0 | 0 | 0